## Pre-Estimation
Universal Solar Pre-Estimation Sheet
|  |  | 2023-12-15 | [17 empty] | Option 1 | Option 2 | Option 3 | Option 4 | Option 5 | Option 6 | Option 7 | Option 8 | Option 9 | Option 10
|  |  | Template Date: 12-15-2023-A | [17 empty] | Should Delete
[5 empty] | Active | Active |  | Active | Inactive | Active | Inactive | Active | Inactive | Inactive | [6 empty] | Irrelevant due to UID
Assump Tab UID | UID | Req/Opt | Variable Name | Red Pricing (ROM) | Option 1 | Option 2 | Red Pricing (ROM) | Step 0 Template Updates | Step 1: Maturity Index | Step 1: COD | Step 2: Modules & Pricing & SH | Step 2: O&M Bldg Smaller | Step 4: Kv115 to 35 | Option 10 | Option 1 | Notes | Lock Early | Lock Estimate | Initial Source | Ultimate Source | Cell that matches in Assump Tab | Retired Variable Names
| T_ER_6 |  | Estimate Request | [6 empty] | Step 1: COD |  | Step 2: O&M Bldg Smaller
T_A_5 | T_ER_7 | Req | Project Name | Red Pricing Project Name | Roundhouse Solar | Roundhouse Solar | Red Pricing Project Name | Step 0 Template Updates | Step 1: Maturity Index | Step 1: COD | Step 2: Modules & Pricing & SH | Step 2: O&M Bldg Smaller | Step 4: Kv115 to 35 |  | Red Pricing Project Name |  |  |  | OMNI system | Early Stage | B5
T_A_735 | T_ER_8 | Req | Proposal Name | Red Pricing Proposal Name | Roundhouse Solar Proposal | Roundhouse Solar Proposal | Red Pricing Proposal Name | Roundhouse Solar Proposal | Round House Solar 80MW | Roundhouse Solar Proposal | Round House Solar 80MW | Roundhouse Solar Proposal | Round House Solar 80MW |  | Red Pricing Proposal Name |  |  |  | OMNI system | Early Stage | B6
T_A_736 | T_ER_9 | Req | Scenario Name | Red Pricing Scenario Name | Roundhouse Solar 80 MW PPA - Refresh Jan 2024 | Roundhouse Solar 80 MW PPA - Refresh Jan 2024 | Red Pricing Scenario Name | Roundhouse Solar 80 MW PPA - Refresh Jan 2024 | 80MW Solar Only | Roundhouse Solar 80 MW PPA - Refresh Jan 2024 | 80MW Solar Only | Roundhouse Solar 80 MW PPA - Refresh Jan 2024 | 80MW Solar Only |  | Red Pricing Scenario Name |  |  |  | OMNI system | Early Stage | B7
T_A_742 | T_ER_274 | Req | E&C Scenario Name | E&C Scenario Name | E&C Scenario Name | E&C Scenario Name | E&C Scenario Name | E&C Scenario Name | PPA | E&C Scenario Name | PPA | E&C Scenario Name | PPA |  | E&C Scenario Name |  |  |  | OMNI system | Early Stage
T_A_757 | T_ER_10 | Req | Project P-Num | P-1234 | C4.005025 | C4.005025 | P-1234 | C4.005025 | P-5025 | C4.005025 | P-5025 | C4.005025 | P-5025 |  | P-1234 |  |  |  | OMNI system | Early Stage
T_A_775 | T_ER_505 | Req | Project ID | 1234 | 1329 | 1329 | 1234 | 1329 | 1329 | 1329 | 1329 | 1329 | 1329 |  | 1234 |  |  |  | OMNI system | Early Stage
T_A_774 | T_ER_504 | Req | Proposal ID | 5678 | 95800 | 95800 | 5678 | 95800 | 95800 | 95800 | 95800 | 95800 | 95800 |  | 5678 |  |  |  | OMNI system | Early Stage
T_A_773 | T_ER_503 | Req | Scenario ID | 3456 | 278125 | 278125 | 3456 | 278125 | 200113 | 278125 | 200113 | 278125 | 200113 |  | 3456 |  |  |  | OMNI system | Early Stage
T_A_247 | T_ER_11 | Req | Project Energy / Utiltiy | Energy | Energy | Energy | Energy | Energy | Energy | Energy | Energy | Energy | Energy |  | Energy |  |  |  | OMNI system | Early Stage | B251
T_A_6 | T_ER_12 | Req | Date of Request | 2023-12-15 | 2024-01-23 | 2024-01-23 | 2023-12-15 | 2024-01-23 | 2023-09-11 | 2024-01-23 | 2023-09-11 | 2024-01-23 | 2023-09-11 |  | 2023-02-21 |  |  |  | OMNI system | Early Stage | B8
T_A_7 | T_ER_13 | Req | Date Product Needed | 2023-12-29 | 2024-02-06 | 2024-02-06 | 2023-12-29 | 2024-02-06 | 2023-09-25 | 2024-02-06 | 2023-09-25 | 2024-02-06 | 2023-09-25 |  | 2023-03-07 |  |  |  | Calculation | Early Stage | B9 | Early Stage PM requested CapEx Due Date
T_A_8 | T_ER_14 | Req | Universal or DG | Universal | Universal | Universal | Universal | Universal | Universal | Universal | Universal | Universal | Universal |  | Universal |  |  |  | Default | Early Stage | B10
T_A_10 | T_ER_15 |  | Project Information | F | G | H | I | J | K | L | M | N | O | P | Q
T_A_758 | T_ER_502 | Req | Maturity Index Stage | Diligencing | Diligencing | Diligencing | Diligencing | Early-Stage Pipeline | Diligencing | Early-Stage Pipeline | Diligencing | Early-Stage Pipeline | Diligencing |  | Diligencing |  |  |  | Default | Early Stage
T_A_11 | T_ER_16 | Req | Project Location, State | [15 empty] | OMNI system | Early Stage | B13 | State | bar: F to O; Q
T_A_12 | T_ER_17 | Req | Independent System Operator / Regional Transmission Organization | ERCOT | None | None | ERCOT | None | None | None | None | None | None |  | ERCOT |  |  |  | OMNI system | Early Stage | B14
T_A_737 | T_ER_200 | Req | Interconnecting Utility | Other | Other | Other | Other | Other | Other | Other | Other | Other | Other |  | Other |  |  |  | OMNI system | Early Stage | B15
T_A_14 | T_ER_18 | Req | Latitude POI | 25.7617 | 41.0673 | 41.0673 | 25.7617 | 41.0673 | 41.1085 | 41.0673 | 41.1085 | 41.0673 | 41.1085 |  | 25.7617 |  |  |  | OMNI system | Early Stage | B17
T_A_15 | T_ER_19 | Req | Longitude POI | 80.1918 | -104.9227 | -104.9227 | 80.1918 | -104.9227 | -104.9503 | -104.9227 | -104.9503 | -104.9227 | -104.9503 |  | 80.1918 |  |  |  | OMNI system | Early Stage | B18
T_A_16 | T_ER_20 | Req | Elevation (ft) | 500 | 6466 | 6466 | 500 | 6466 | 6456 | 6466 | 6456 | 6466 | 6456 |  | 500 |  |  |  | OMNI system | Early Stage | B19
| T_ER_21 | Req | Distance From Coast | >25 miles | >25 miles | >25 miles | >25 miles | >25 miles | >25 miles | >25 miles | >25 miles | >25 miles | >25 miles |  | >25 miles |  |  |  | OMNI system | Early Stage
T_A_18 | T_ER_22 | Req | Name Plate Rating, Mwe (Nominal) AC | 200 | 80 | 80 | 200 | 80 | 80 | 80 | 80 | 80 | 80 |  | 100 |  |  |  | OMNI system | Early Stage | B21 | Generation Size (Mwac)/ AC Size at POI/ Project MWac at point of interconnection/ Generation Interconnection Limit & Market Settlement Limit (MWac)/ AC Interconnect (MW)/Name Plate Rating, Mwe (Nominal) AC/AC Interconnect (MW)/Name Plate Rating (MWac) \ AC Interconnect (MW)
T_A_19 | T_ER_23 | Req | DC/AC Ratio at POI | 1.4 | 1.35 | 1.35 | 1.4 | 1.35 | 1.35 | 1.35 | 1.35 | 1.35 | 1.35 |  | 1.4 |  |  |  | OMNI system | Early Stage | B22
T_A_20 | T_ER_24 | Calc | Plant DC Size (MWdc) (Information Only) | 280 | 108 | 108 | 280 | 108 | 108 | 108 | 108 | 108 | 108 |  | 140 |  | LOCK | LOCK | Calculation | Early Stage | B23
T_A_21 | T_ER_25 | Req | GCR | 0.4 | 0.34 | 0.34 | 0.4 | 0.34 | 0.34 | 0.34 | 0.34 | 0.34 | 0.34 |  | 0.4 |  |  |  | OMNI system | Early Stage | B24 | Project Ground Coverage Ratio (GCR)
T_A_22 | T_ER_26 | Req | Solar Design Minimum Temperature (°C) | -10 | -32 | -32 | -10 | -32 | -32 | -32 | -32 | -32 | -32 |  | -10 |  |  |  | OMNI system | Early Stage | B25 | Lowest temperature at the site [°C]
T_A_23 | T_ER_27 | Req | Solar Design Maximum Temperature (°C) | 50 | 40 | 40 | 50 | 40 | 40 | 40 | 40 | 40 | 40 |  | 50 |  |  |  | OMNI system | Early Stage | B26 | Solar Design Maximum Temperature [°C]
T_A_24 | T_ER_28 | Req | ASCE 7 Risk Category | [15 empty] | OMNI system | Early Stage | B27 | bar: F to O; Q
T_A_25 | T_ER_29 | Req | Snow Load (psf) | 0 PSF | 40 PSF | 40 PSF | 0 PSF | 40 PSF | 40 PSF | 40 PSF | 40 PSF | 40 PSF | 40 PSF |  | 0 PSF |  |  |  | OMNI system | Early Stage | B28
T_A_26 | T_ER_30 | Req | Wind Load (mph) | 105 MPH | 105 MPH | 105 MPH | 105 MPH | 105 MPH | 105 MPH | 105 MPH | 105 MPH | 105 MPH | 105 MPH |  | 105 MPH |  |  |  | OMNI system | Early Stage | B29
T_A_27 | T_ER_31 |  | Construction Schedule
T_A_245 | T_ER_32 | Req | Winter Break | Excluded | Included | Included | Excluded | Included | Excluded | Included | Excluded | Included | Excluded |  | Excluded |  |  |  | Default | Early Stage | B249
| T_ER_33 | Calc | Installation Rate (MWdc/Month) | 17 | 10 | 10 | 17 | 10 | 10 | 10 | 17 | 10 | 17 |  | 12 |  |  |  | Calculation | Early Stage | NA
| T_ER_34 | Calc | Module Delivery Rate (MWdc/Week) | 10 | 8 | 8 | 10 | 8 | 8 | 8 | 10 | 8 | 10 |  | 8 |  |  |  | Calculation | Early Stage | NA
T_A_28 | T_ER_35 | Calc | Earliest Start Date (site work) | 2025-06-01 | 2026-03-02 | 2025-06-01 | 2025-06-01 | 2025-08-31 | 2025-08-31 | 2026-03-02 | 2025-06-01 | 2026-03-02 | 2025-06-01 |  | 2024-11-01 |  |  |  | OMNI system | Early Stage | B31
T_A_29 | T_ER_36 | Calc | First Module Delivered | 2026-03-05 | 2026-06-02 | 2025-08-30 | 2026-03-05 | 2026-03-29 12:00 | 2026-03-29 12:00 | 2026-06-02 | 2026-03-05 | 2026-06-02 | 2026-03-05 |  | 2025-06-01 12:00 |  |  |  | OMNI system | Early Stage | B32
T_A_31 | T_ER_38 | Calc | Backfeed Power Date (Sub In Service) | 2026-09-17 | 2027-05-01 | 2026-09-02 | 2026-09-17 | 2026-07-02 | 2026-07-02 | 2027-05-01 | 2026-09-17 | 2027-05-01 | 2026-09-17 |  | 2025-10-02 |  |  |  | Calculation | Early Stage | B34
T_A_32 | T_ER_39 | Req | Intended COD | 2026-12-31 | 2027-07-30 | 2026-12-01 | 2026-12-31 | 2026-09-30 | 2026-09-30 | 2027-07-30 | 2026-12-31 | 2027-07-30 | 2026-12-31 |  | 2025-12-31 |  |  |  | OMNI system | Early Stage | B35 | Construction End, COD Date
| T_ER_40 | Calc | Tax Credit Qualification Strategy | Solar_Mixed_Vintage | Solar_Mixed_Vintage | Solar_Mixed_Vintage | Solar_Mixed_Vintage | Solar_Mixed_Vintage | Solar_IRA_Safe_Harbor_2023 | Solar_Mixed_Vintage | Solar_IRA_Safe_Harbor_2023 | Solar_Mixed_Vintage | Solar_IRA_Safe_Harbor_2023 |  | Solar_IRA_Safe_Harbor_2022 |  |  |  | OMNI system | Early Stage | NA
| T_ER_106 |  | BESS Inputs
T_A_112 | T_ER_107 | Req | BESS Technology | No | No | No | No | No | No | No | No | No | No |  | Yes |  |  |  | OMNI system | Early Stage | B116 | Solar + Storage?
| T_ER_113 | Req | Contractual Power at POI - MW | 150 | 150 | 150 | 150 | 150 | 20 | 150 | 20 | 150 | 20 |  | 20 |  |  |  | OMNI system | Early Stage | B120 | Project Contractual MWh
| T_ER_118 | Req | Energy Charge / Discharge Duration (Hours) | 4 | 4 | 4 | 4 | 4 | 4 | 4 | 4 | 4 | 4 |  | 4 |  |  |  | OMNI system | Early Stage | B123 | Hours/Project Duration (Hours)
| T_ER_207 | Req | Minimum MWh Capacity (Initial) | 720 | 720 | 720 | 720 | 720 | 75 | 720 | 75 | 720 | 75 |  | 75 |  |  |  | Calculation | Early Stage | B124
T_A_122 | T_ER_208 | Calc | Installed MWh Capacity (Initial) | 720.921 | 720.921 | 720.921 | 720.921 | 720.921 | 78.267 | 720.921 | 78.267 | 720.921 | 78.267 |  | 78.267 |  |  |  | Calculation | Early Stage | B125
| T_ER_510 | Calc | Installed MWh Capacity (Balanced For Red Price) | 740.37 | 720.921 | 720.921 | 740.37 | 720.921 | 78.267 | 720.921 | 78.267 | 720.921 | 78.267 |  | 78.267 |  |  |  | Calculation | Early Stage
| T_ER_210 | Req | Sum of Augmentations (MWh) | 288 | 288 | 288 | 288 | 288 | 50 | 288 | 50 | 288 | 50 |  | 192 |  |  |  | OMNI system | Early Stage
| T_ER_123 | Req | Battery Provider | CATL 4.1 | CATL 4.1 | CATL 4.1 | CATL 4.1 | CATL 4.1 | CATL 3.7 | CATL 4.1 | CATL 3.7 | CATL 4.1 | CATL 3.7 |  | CATL 4.1 |  | LOCK |  | Calculation | Early Stage | B128 | Battery Manufacturer
| T_ER_108 | Req | Interconnection Type | Utility Scale - Solar Project AC Connection | Utility Scale - Solar Project AC Connection | Utility Scale - Solar Project AC Connection | Utility Scale - Solar Project AC Connection | Utility Scale - Solar Project AC Connection | Utility Scale - Solar Project AC Connection | Utility Scale - Solar Project AC Connection | Utility Scale - Solar Project AC Connection | Utility Scale - Solar Project AC Connection | Utility Scale - Solar Project AC Connection |  | Utility Scale - Solar Project AC Connection |  |  |  | Default | Early Stage | NA
| T_ER_569 | Req | Co-located with an NEE Project? | Yes, Co-located, same construction time frame | Yes, Co-located, same construction time frame | Yes, Co-located, same construction time frame | Yes, Co-located, same construction time frame | Yes, Co-located, same construction time frame | 0 | Yes, Co-located, same construction time frame | 0 | Yes, Co-located, same construction time frame | 0 |  | Yes, Co-located, same construction time frame
T_A_135 | T_ER_111 | Calc | Installation Location Type | None | None | None | None | None | None | None | None | None | None |  | Adj to Substation (Concurrent Build) |  |  |  | OMNI system | Early Stage | B139 | Coupling (DC or AC)/Interconnection Type
| T_ER_241 | Calc | Overbuild | 1.06 | 1.06 | 1.06 | 1.06 | 1.06 | 1 | 1.06 | 1 | 1.06 | 1
| T_ER_242 | Calc | Rack | 0.4073 | 0.4073 | 0.4073 | 0.4073 | 0.4073 | 0.3727 | 0.4073 | 0.3727 | 0.4073 | 0.3727
| T_ER_247 | Calc | # Racks | 1770 | 1770 | 1770 | 1770 | 1770 | 210 | 1770 | 210 | 1770 | 210
| T_ER_361 | Calc | BESS Safe Harbor Strategy | N/A | N/A | N/A | N/A | N/A | N/A | N/A | N/A | N/A | N/A |  | Transformers
| T_ER_570 | Req | BESS Inverter Manufacturer | PowerElectronics | PowerElectronics | PowerElectronics | PowerElectronics | PowerElectronics | 0 | PowerElectronics | 0 | PowerElectronics | 0
| T_ER_571 | Calc | BESS Inverter Model Number | FP4200M | FP4200M | FP4200M | FP4200M | FP4200M | 0 | FP4200M | 0 | FP4200M | 0
| T_ER_572 | Calc | BESS Inverter Name | PowerElectronicT_FP4200M | PowerElectronicT_FP4200M | PowerElectronicT_FP4200M | PowerElectronicT_FP4200M | PowerElectronicT_FP4200M | #N/A | PowerElectronicT_FP4200M | #N/A | PowerElectronicT_FP4200M | #N/A
| T_ER_129 | Calc | Initial Containerization | Pre-Populated Cabinet | Pre-Populated Cabinet | Pre-Populated Cabinet | Pre-Populated Cabinet | Pre-Populated Cabinet | Pre-Populated Cabinet | Pre-Populated Cabinet | Pre-Populated Cabinet | Pre-Populated Cabinet | Pre-Populated Cabinet
| T_ER_222 | Calc | Primary Container Size (Average # of Racks) | 10 | 10 | 10 | 10 | 10 | 0 | 10 | 0 | 10 | 0 |  | 10 |  |  |  | Calculation |  | B148
T_A_154 | T_ER_131 | Req | Do BESS and Solar need to discharge simultaneously? | [15 empty] | OMNI system | Early Stage | B158 | bar: F to O; Q
| T_ER_234 | Calc | BESS Inverter Size (MVA) | 3.9 | 4.2 | 4.2 | 3.9 | 4.2 | 4.2 | 4.2 | 4.2 | 4.2 | 4.2 |  | 3.35 |  |  |  | Calculation |  | B161
| T_ER_235 | Calc | # of BESS Inverters | 45.4438 | 36 | 36 | 45.4438 | 36 | 6 | 36 | 6 | 36 | 6 |  | 7 |  |  |  | Calculation |  | B162
| T_ER_236 | Calc | BESS Transformer Size (MVA) | 3.9 | 4.2 | 4.2 | 3.9 | 4.2 | 4.2 | 4.2 | 4.2 | 4.2 | 4.2 |  | 3.35 |  |  |  | Calculation |  | B163
| T_ER_133 | Req | Aux Power Source | POI | POI | POI | POI | POI | POI | POI | POI | POI | POI |  | POI |  |  |  | OMNI system | Early Stage | B169 | BESS aux supply, (Self Supply / External Fdr)
| T_ER_134 | Req | Aux Power Feeder Distance (Feet) | 0 | 0 | 0 | 0 | 0 | 0 | 0 | 0 | 0 | 0 |  | 0 |  |  |  | OMNI system | Early Stage
| T_ER_237 | Req | Noise Reduction Required? | [15 empty] | OMNI system | Early Stage | bar: F to O; Q
| T_ER_132 | Req | Microgrid / Black-Start Capability? | [15 empty] | OMNI system | Early Stage | bar: F to O; Q
| T_ER_197 |  | Safe Harbor Calculation
T_A_45 | T_ER_62 | Calc | Safe Harbor Modules? | Yes | Yes | Yes | Yes | Yes | Yes | Yes | Yes | Yes | Yes |  | Yes |  |  |  | Calculation | Early Stage | B48
T_A_479 | T_ER_63 | Calc | Safe Harbor Inverters? | [15 empty] | Calculation | Early Stage | B483 | bar: F to O; Q
| T_ER_360 | Calc | Safe Harbor Transformer? | bar: F to O; Q
| T_ER_64 | Calc | Anticipated Module Safe Harbor % | 14% | 14% | 14% | 14% | 14% | 14% | 14% | 14% | 14% | 14% |  | 14% |  |  |  | Calculation | Early Stage | NA | % of Solar Modules for SH (standard assumption is 10%)
| T_ER_61 | Calc | Module Safe Harbor Amount | 15092000 | 5821200 | 5821200 | 15092000 | 5821200 | 5821200 | 5821200 | 5821200 | 5821200 | 5821200 |  | 7546000 |  |  |  | Calculation | Early Stage | NA | Panel Safe Harbor Amount
| T_ER_60 | Calc | Anticipated Secondary Module Cost | 15092000 | 5821200 | 5821200 | 15092000 | 5821200 | 5821200 | 5821200 | 5821200 | 5821200 | 5821200 |  | 7546000 |  |  |  | Calculation | Early Stage | NA
| T_ER_65 | Calc | Inverter Supply Price | 245000 | 245000 | 245000 | 245000 | 245000 | 245000 | 245000 | 245000 | 245000 | 245000 |  | 245000 |  | LOCK |  | Calculation | Early Stage | NA
| T_ER_66 | Calc | Inverter Safe Harbor Amount | 0 | 0 | 0 | 0 | 0 | 0 | 0 | 0 | 0 | 0 |  | 0 |  | LOCK |  | Calculation | Early Stage | NA
T_A_767 | T_ER_72 | Calc | Total MW of SH Modules (MWdc) | 39.2 | 15.12 | 15.12 | 39.2 | 15.12 | 15.12 | 15.12 | 15.12 | 15.12 | 15.12 |  | 19.6 |  |  |  | Calculation | Early Stage | NA
T_A_46 | T_ER_73 | Calc | Total Anticipated Safe Harbor % | 14% | 14% | 14% | 14% | 14% | 14% | 14% | 14% | 14% | 14% |  | 14% |  |  |  | Calculation | Early Stage | B49
T_A_33 | T_ER_41 |  | Modules
| T_ER_42 | Calc | Last Modules Delivered | 2026-09-17 | 2027-05-01 | 2026-09-02 | 2026-09-17 | 2026-07-02 | 2026-07-02 | 2027-05-01 | 2027-05-01 | 2027-05-01 | 2027-05-01 |  | 2025-10-02 |  |  |  | Calculation | Early Stage | NA
| T_ER_43 | Calc | Module Delivery in Year 1 | 2024 | 2025 | 2024 | 2024 | 2024 | 2024 | 2025 | 2025 | 2025 | 2025 |  | 2023 |  |  |  | Calculation | Early Stage | NA
| T_ER_44 | Calc | Module Delivery in Year 1 (%) | [15 empty] | Calculation | Early Stage | NA | bar: F to O; Q
| T_ER_45 | Calc | Module Delivery in Year 2 | 2025 | 2026 | 2025 | 2025 | 2025 | 2025 | 2026 | 2026 | 2026 | 2026 |  | 2024 |  |  |  | Calculation | Early Stage | NA
| T_ER_46 | Calc | Module Delivery in Year 2 (%) | 0% | 81.82% | 53.85% | 0% | 0% | 0% | 81.82% | 81.82% | 81.82% | 81.82% |  | 0% |  |  |  | Calculation | Early Stage | NA
| T_ER_47 | Calc | Module Delivery in Year 3 | 2026 | 2027 | 2026 | 2026 | 2026 | 2026 | 2027 | 2027 | 2027 | 2027 |  | 2025 |  |  |  | Calculation | Early Stage | NA
| T_ER_48 | Calc | Module Delivery in Year 3 (%) | 100% | 18.18% | 46.15% | 100% | 100% | 100% | 18.18% | 18.18% | 18.18% | 18.18% |  | 100% |  |  |  | Calculation | Early Stage | NA
T_A_38 | T_ER_49 | Calc | Primary Module Manufacturer | BYD | BYD | BYD | BYD | BYD | BYD | BYD | BYD | BYD | BYD |  | BYD |  |  |  | OMNI system | Early Stage | B41 | Primary Module Manufacturer
| T_ER_320 | Calc | Primary Module Series | NLBK36 | NLBK36 | NLBK36 | NLBK36 | NLBK36 | MLTK | NLBK36 | NLBK36 | NLBK36 | NLBK36 |  | NA
| T_ER_321 | Calc | Primary Panel Type | bar: F to O; Q
| T_ER_322 | Calc | Primary Panel Face | bar: F to O; Q
| T_ER_50 | Calc | Primary Module Wp | 585 | 585 | 565 | 585 | 585 | 565 | 585 | 585 | 585 | 585 |  | 555 |  |  |  | OMNI system | Early Stage | B42 | Primary Module (Wp)
T_A_760 | T_ER_51 | Calc | Primary Module Manufacturer & Size | BYD_NLBK36_MC_BF_585 | BYD_NLBK36_MC_BF_585 | BYD_NLBK36_MC_BF_565 | BYD_NLBK36_MC_BF_585 | BYD_NLBK36_MC_BF_585 | BYD_MLTK_MC_BF_565 | BYD_NLBK36_MC_BF_585 | BYD_NLBK36_MC_BF_585 | BYD_NLBK36_MC_BF_585 | BYD_NLBK36_MC_BF_585 |  | BYD_NA_MC_BF_555 |  | LOCK |  | Calculation | Early Stage | B43
T_A_778 | T_ER_52 | Calc | Primary Module Price ($/Wdc) | 0.3 | 0.29636 | 0.30538 | 0.3 | 0.3 | 0.32 | 0.29636 | 0.29636 | 0.29636 | 0.29636 |  | 0.36 |  | LOCK |  | Calculation | Early Stage | B40 | Estimated Module Pricing ($/Wdc)
| T_ER_323 | Calc | Primary Module Percentage | 100% | 100% | 100% | 100% | 100% | 100% | 100% | 100% | 100% | 100% |  | 100%
T_A_761 | T_ER_356 | Calc | Primary Module MWdc | 240.8 | 92.88 | 92.88 | 240.8 | 92.88 | 92.88 | 92.88 | 92.88 | 92.88 | 92.88 |  | 120.4
| T_ER_324 | Opt | Secondary Module Manufacturer | bar: M
| T_ER_325 | Opt | Secondary Module Series | bar: M
| T_ER_326 | Opt | Secondary Panel Type | bar: M
| T_ER_327 | Calc | Secondary Panel Face | bar: M
| T_ER_328 | Opt | Secondary Module Wp | bar: M
T_A_762 | T_ER_329 | Opt | Secondary Module Manufacturer & Size | bar: M
T_A_779 | T_ER_330 | Opt | Secondary Module Price ($/Wdc) | bar: M
| T_ER_331 | Req | Secondary Module Percentage | bar: F to O; Q
T_A_763 | T_ER_357 | Calc | Secondary Module MWdc | 0 | 0 | 0 | 0 | 0 | 0 | 0 | 0 | 0 | 0 |  | 0
| T_ER_332 | Opt | Tertiary Module Manufacturer | bar: M
| T_ER_333 | Opt | Tertiary Module Series | bar: M
| T_ER_334 | Opt | Tertiary Panel Type | bar: M
| T_ER_335 | Calc | Tertiary Panel Face | bar: M
| T_ER_336 | Opt | Tertiary Module Wp | bar: M
T_A_764 | T_ER_337 | Opt | Tertiary Module Manufacturer & Size | bar: M
T_A_780 | T_ER_338 | Opt | Tertiary Module Price ($/Wdc) | bar: M
| T_ER_339 | Req | Tertiary Module Percentage | bar: F to O; Q
T_A_765 | T_ER_358 | Calc | Tertiary Module MWdc | 0 | 0 | 0 | 0 | 0 | 0 | 0 | 0 | 0 | 0 |  | 0
| T_ER_340 | Calc | Module Percentage Check | bar: F to O; Q
| T_ER_341 | Calc | Primary Blended Manufacturer | BYD | BYD | BYD | BYD | BYD | BYD | BYD | BYD | BYD | BYD |  | BYD
T_A_39 | T_ER_342 | Calc | Primary Blended Module Wp | 585 | 585 | 565 | 585 | 585 | 565 | 585 | 585 | 585 | 585 |  | 555
| T_ER_343 | Calc | Primary Blended Module Manufacturer & Size | BYD_NLBK36_MC_BF_585 | BYD_NLBK36_MC_BF_585 | BYD_NLBK36_MC_BF_565 | BYD_NLBK36_MC_BF_585 | BYD_NLBK36_MC_BF_585 | BYD_MLTK_MC_BF_565 | BYD_NLBK36_MC_BF_585 | BYD_NLBK36_MC_BF_585 | BYD_NLBK36_MC_BF_585 | BYD_NLBK36_MC_BF_585 |  | BYD_NA_MC_BF_555
T_A_37 | T_ER_344 | Calc | Primary Blended Module Price ($/Wdc) | 0.3 | 0.29636 | 0.30538 | 0.3 | 0.3 | 0.32 | 0.29636 | 0.29636 | 0.29636 | 0.29636 |  | 0.36
T_A_41 | T_ER_53 | Calc | Safe Harbor Module Manufacturer | Jinko | Jinko | Jinko | Jinko | Jinko | Jinko | Jinko | Jinko | Jinko | Jinko |  | Jinko |  |  |  | OMNI system | Early Stage | B44
| T_ER_345 | Calc | Safe Harbor Module Series | 72MG7 | 72MG7 | 72MG7 | 72MG7 | 72MG7 | 72MG7 | 72MG7 | 72MG7 | 72MG7 | 72MG7 |  | 72MG7
| T_ER_346 | Calc | Safe Harbor Panel Type | bar: F to O; Q
| T_ER_347 | Calc | Safe Harbor Panel Face | bar: F to O; Q
T_A_42 | T_ER_54 | Calc | Safe Harbor Module Wp | 390 | 390 | 390 | 390 | 390 | 390 | 390 | 390 | 390 | 390 |  | 390 |  |  |  | OMNI system | Early Stage | B45 | Secondary Module (Wp)
T_A_766 | T_ER_55 | Calc | Safe Harbor Module Manufacturer & Size | Jinko_72MG7_MC_MF_390 | Jinko_72MG7_MC_MF_390 | Jinko_72MG7_MC_MF_390 | Jinko_72MG7_MC_MF_390 | Jinko_72MG7_MC_MF_390 | Jinko_72MG7_MC_MF_390 | Jinko_72MG7_MC_MF_390 | Jinko_72MG7_MC_MF_390 | Jinko_72MG7_MC_MF_390 | Jinko_72MG7_MC_MF_390 |  | Jinko_72MG7_MC_MF_390 |  | LOCK |  | Calculation | Early Stage | B46
T_A_44 | T_ER_56 | Calc | Safe Harbor Module Price ($/Wdc) | 0.385 | 0.385 | 0.385 | 0.385 | 0.385 | 0.385 | 0.385 | 0.385 | 0.385 | 0.385 |  | 0.385 |  |  |  | Calculation | Early Stage | B47 | Secondary Module Pricing ($/Wdc)
T_A_34 | T_ER_75 | Calc | Module Manufacturer | Blended | Blended | Blended | Blended | Blended | Blended | Blended | Blended | Blended | Blended |  | Blended |  | LOCK |  | Calculation | Early Stage | B37 | Estimated Module Manufacturer
T_A_35 | T_ER_57 | Calc | Module Wp | 570 | 570 | 555 | 570 | 570 | 555 | 570 | 570 | 570 | 570 |  | 545 |  |  |  | Calculation | Early Stage | B38
T_A_36 | T_ER_58 | Calc | Module Manufacturer & Size | BYD_NLBK36_MC_BF_570 | BYD_NLBK36_MC_BF_570 | BYD_NLBK36_MC_BF_555 | BYD_NLBK36_MC_BF_570 | BYD_NLBK36_MC_BF_570 | BYD_MLTK_MC_BF_555 | BYD_NLBK36_MC_BF_570 | BYD_NLBK36_MC_BF_570 | BYD_NLBK36_MC_BF_570 | BYD_NLBK36_MC_BF_570 |  | BYD_MLTK_MC_BF_545 |  |  |  | Calculation | Early Stage | B39
T_A_755 | T_ER_319 | Calc | Module Type | 144 Cell | 144 Cell | 144 Cell | 144 Cell | 144 Cell | 144 Cell | 144 Cell | 144 Cell | 144 Cell | 144 Cell |  | 72 Cell |  |  |  | Calculation | Early Stage
T_A_743 | T_ER_277 | Calc | Module Length (mm) | 2278 | 2278 | 2278 | 2278 | 2278 | 2278 | 2278 | 2278 | 2278 | 2278 |  | 2278 | [5 empty] | B52
T_A_744 | T_ER_278 | Calc | Module Width (mm) | 1134 | 1134 | 1134 | 1134 | 1134 | 1134 | 1134 | 1134 | 1134 | 1134 |  | 1134 | [5 empty] | B53
T_A_745 | T_ER_279 | Calc | Module Vmpp | 42.07 | 42.07 | 41.64 | 42.07 | 42.07 | 42.71 | 42.07 | 42.07 | 42.07 | 42.07 |  | 42.27 | [5 empty] | B54
T_A_753 | T_ER_280 | Calc | Module Impp | 15.5825 | 15.5825 | 15.3295 | 15.5825 | 15.5825 | 14.9435 | 15.5825 | 15.5825 | 15.5825 | 15.5825 |  | 14.8235 | [5 empty] | B55
T_A_746 | T_ER_281 | Calc | Module Amps (Isc) | 16.4565 | 16.4565 | 16.1805 | 16.4565 | 16.4565 | 15.7055 | 16.4565 | 16.4565 | 16.4565 | 16.4565 |  | 15.6055 | [5 empty] | B56
T_A_48 | T_ER_275 | Calc | Modules per String | 27 | 26 | 26 | 27 | 26 | 26 | 26 | 26 | 26 | 26 |  | 27 | [5 empty] | B58
T_A_756 | T_ER_276 | Calc | Strings per Circuit | 2 | 2 | 2 | 2 | 2 | 2 | 2 | 2 | 2 | 2 |  | 2 | [5 empty] | B59
| T_ER_359 | Calc | Total Anticipated Blended Module Cost (For Information Only) ($/Wdc) | 0.3119 | 0.30877 | 0.31653 | 0.3119 | 0.3119 | 0.3291 | 0.30877 | 0.30877 | 0.30877 | 0.30877 |  | 0.3635
| T_ER_80 |  | Inverter Information
T_A_53 | T_ER_81 | Req | Type of Inverter | Central | Central | Central | Central | Central | Central | Central | Central | Central | Central |  | Central |  |  |  | Default | Early Stage | B56 | Inverter Type
| T_ER_348 | Req | Inverter Manufacturer | PowerElectronics | PowerElectronics | PowerElectronics | PowerElectronics | PowerElectronics | PowerElectronics | PowerElectronics | PowerElectronics | PowerElectronics | PowerElectronics |  | PowerElectronics
T_A_60 | T_ER_83 | Calc | Inverter Model Number | FS4200M | FS4010M | FS4010M | FS4200M | FS4010M | FS4010M | FS4010M | FS4010M | FS4010M | FS4010M |  | FS4200M |  | LOCK |  | OMNI system | Early Stage | B64 | Inverter Manufacturer
| T_ER_349 | Calc | Inverter Name | PowerElectronicT_FS4200M | PowerElectronicT_FS4010M | PowerElectronicT_FS4010M | PowerElectronicT_FS4200M | PowerElectronicT_FS4010M | PowerElectronicT_FS4010M | PowerElectronicT_FS4010M | PowerElectronicT_FS4010M | PowerElectronicT_FS4010M | PowerElectronicT_FS4010M |  | PowerElectronicT_FS4200M
T_A_57 | T_ER_84 | Calc | Quantity of Inverters | 58 | 23 | 23 | 58 | 23 | 22 | 23 | 22 | 23 | 22 |  | 58 |  |  |  | OMNI system | Early Stage | B61 | Number of Inverters
T_A_61 | T_ER_283 | Calc | Inverter Size (MVA@1.0PF) | 3.9 | 4.01 | 4.01 | 3.9 | 4.01 | 4.01 | 4.01 | 4.01 | 4.01 | 4.01 |  | 3.9 | [5 empty] | B73
T_A_62 | T_ER_284 | Calc | Inverters Per PCU | [17 empty] | B74 | bar: F to O; Q
T_A_63 | T_ER_85 | Calc | PCU Transformer Size (MVA) | 3.9 | 4.01 | 4.01 | 3.9 | 4.01 | 4.01 | 4.01 | 4.01 | 4.01 | 4.01 |  | 3.9 |  | LOCK |  | Calculation | Early Stage | B67 | Transformer Rating MVA
T_A_748 | T_ER_285 | Calc | Inverter Max Input Amps (Isc) | 4590 | 4590 | 4590 | 4590 | 4590 | 4590 | 4590 | 4590 | 4590 | 4590 |  | 4590 | [5 empty] | B80
T_A_738 | T_ER_88 | Calc | Multiplier for AC Overbuild | 1.12 | 1.12 | 1.12 | 1.12 | 1.12 | 1.08 | 1.12 | 1.08 | 1.12 | 1.08 |  | 1.12 |  |  |  | Calculation | Early Stage | B57
T_A_54 | T_ER_89 | Calc | AC Overbuild | 13.1% | 15.29% | 15.29% | 13.1% | 15.29% | 10.27% | 15.29% | 10.27% | 15.29% | 10.27% |  | 13.1% |  | LOCK |  | Calculation | Early Stage | B58 | Overbuild [%]
T_A_58 | T_ER_90 | Calc | Inverter Load Ratio | 1.2378 | 1.171 | 1.171 | 1.2378 | 1.171 | 1.2242 | 1.171 | 1.2242 | 1.171 | 1.2242 |  | 1.2378 |  |  |  | Calculation | Early Stage | B62
T_A_59 | T_ER_286 | Calc | Maximum DC/AC Inverter Ratio | 1.5 | 1.5 | 1.5 | 1.5 | 1.5 | 1.5 | 1.5 | 1.5 | 1.5 | 1.5 |  | 1.5 | [5 empty] | B71
| T_ER_201 | Calc | Inverter Quantity Check | [15 empty] | Calculation | Early Stage | NA | bar: F to O; Q
T_A_66 | T_ER_202 | Calc | Inverter Load Ratio Check | [15 empty] | Calculation | Early Stage | NA | bar: F to O; Q
T_A_67 | T_ER_91 |  | Module Support System
T_A_68 | T_ER_92 | Req | Racking System Type | S-Track | S-Track | S-Track | S-Track | S-Track | S-Track | S-Track | S-Track | S-Track | S-Track |  | S-Track |  |  |  | OMNI system | Early Stage | B72
T_A_70 | T_ER_93 | Req | Module Orientation | Portrait 1 | Portrait 1 | Portrait 1 | Portrait 1 | Portrait 1 | Portrait 1 | Portrait 1 | Portrait 1 | Portrait 1 | Portrait 1 |  | Portrait 1 |  |  |  | OMNI system | Early Stage | B74 | Portrait/Landscape
T_A_74 | T_ER_94 | Req | Racking Tilt (°) | 0 | 0 | 0 | 0 | 0 | 0 | 0 | 0 | 0 | 0 |  | 0 |  |  |  | OMNI system | Early Stage | B78 | Tilt Angle (°)
| T_ER_507 | Req | Maximum Tracker Tilt (°) | 52 | 52 | 52 | 52 | 52 | 52 | 52 | 52 | 52 | 52 |  | 0
| T_ER_95 | Opt | Azimuth | 180 | 180 | 180 | 180 | 180 | 0 | 180 | 0 | 180 | 0 |  | 0 |  |  |  | Default | Early Stage | NA
| T_ER_508 | Req | SAM Ground Clearance (m) | 1.65 | 1.65 | 1.65 | 1.65 | 1.65 | 1.65 | 1.65 | 1.65 | 1.65 | 1.65 |  | 0
T_A_72 | T_ER_291 | Calc | Leading Panel Edge Height Above Grade (ft) | 2.4685 | 2.4685 | 2.4685 | 2.4685 | 2.4685 | 2.4685 | 2.4685 | 2.4685 | 2.4685 | 2.4685 |  | 0 |  |  |  | Default |  | B87
T_A_79 | T_ER_96 | Opt | Predrilling % | 0 | 100% | 100% | 0% | 100% | 100% | 100% | 100% | 100% | 100% |  | 0 |  |  |  | OMNI system | Early Stage | B83 | Pre-drilling (%)for racking/tracker foundations
| T_ER_97 |  | Site Layout (Excluding Collection Yard)
T_A_101 | T_ER_98 | Req | Terrain | Flat Land | Hilly | Hilly | Flat Land | Hilly | Hilly | Hilly | Hilly | Hilly | Hilly |  | Flat Land |  |  |  | OMNI system | Early Stage | B105
T_A_108 | T_ER_100 | Opt | Clearing Effort | None | None | None | None | None | None | None | None | None | None |  | None |  |  |  | OMNI system | Early Stage | B112 | Tree Clearing Type
T_A_741 | T_ER_104 | Req | Desert Tortoise Habitat | [15 empty] | OMNI system | Early Stage | NA | bar: F to O; Q
| T_ER_135 |  | Road Construction
T_A_173 | T_ER_136 | Req | Site Perimeter Road | [15 empty] | Default | Early Stage | B177 | Perimeter Roads Required? | bar: F to O; Q
T_A_177 | T_ER_137 | Req | Land Use | Ranching | Ranching | Ranching | Ranching | Ranching | Ranching | Ranching | Ranching | Ranching | Ranching |  | Ranching |  |  |  | OMNI system | Early Stage | B181 | Land Use
T_A_179 | T_ER_138 | Opt | Distance to Gravel/Gravel Pit to Site Area, in Miles | 10 | 10 | 10 | 10 | 10 | 15 | 10 | 15 | 10 | 15 |  | 10 |  |  |  | OMNI system | Early Stage | B183 | Distance to Gravel Pit (Miles)
| T_ER_139 |  | Soil Information
T_A_197 | T_ER_140 | Req | Soil Class: Type of Soil Surface (4 to 6 Ft) | 4 - Hard Clays/Sands, Glacial till | 4 - Hard Clays/Sands, Glacial till | 4 - Hard Clays/Sands, Glacial till | 4 - Hard Clays/Sands, Glacial till | 4 - Hard Clays/Sands, Glacial till | 4 - Hard Clays/Sands, Glacial till | 4 - Hard Clays/Sands, Glacial till | 4 - Hard Clays/Sands, Glacial till | 4 - Hard Clays/Sands, Glacial till | 4 - Hard Clays/Sands, Glacial till |  | 4 - Hard Clays/Sands, Glacial till |  |  |  | OMNI system | Early Stage | B201 | Soil Type
T_A_199 | T_ER_141 | Req | Depth to Water Table | >4ft | >4ft | >4ft | >4ft | >4ft | >4ft | >4ft | >4ft | >4ft | >4ft |  | >4ft |  |  |  | OMNI system | Early Stage | B203 | Water Table Depth
T_A_204 | T_ER_143 |  | Electrical Interconnection Requirements
T_A_754 | T_ER_318 | Req | POI kV Operating Voltage | 230 | 34.5 | 34.5 | 230 | 115 | 115 | 115 | 115 | 115 | 34.5 |  | 230 |  |  |  | OMNI system | Early Stage
| T_ER_144 | Req | Standardized Design Voltage | 230 | 34.5 | 34.5 | 230 | 115 | 115 | 115 | 115 | 115 | 34.5 |  | 230 |  |  |  | OMNI system | Early Stage | B209 | Solar Project Substation High Side Voltage (kV)
T_A_208 | T_ER_145 | Calc | Number of Transformers | 1 | 0 | 0 | 1 | 1 | 1 | 1 | 1 | 1 | 0 |  | 1 |  |  |  | Calculation | Early Stage | B212 | Solar Project Main Transformer Quantity
T_A_209 | T_ER_146 | Calc | Total Transformer Mva | 223 | 89 | 89 | 223 | 89 | 89 | 89 | 89 | 89 | 89 |  | 120 |  |  |  | Calculation | Early Stage | B213 | Solar Project Main Transformer Size (MVA)
T_A_217 | T_ER_153 | Req | Interconnect Switchyard Scope of Work | No Requirements | No Requirements | No Requirements | No Requirements | No Requirements | No Requirements | No Requirements | No Requirements | No Requirements | No Requirements |  | No Requirements |  |  |  | Default | Early Stage | B221
T_A_218 | T_ER_154 | Req | Interconnect Switchyard Configuration | Excluded | Excluded | Excluded | Excluded | Excluded | Excluded | Excluded | Excluded | Excluded | Excluded |  | Excluded |  |  |  | Default | Early Stage | B222
T_A_781 | T_ER_509 | Req | Interconnect Switchyard Design Specification | No Requirements | No Requirements | No Requirements | No Requirements | No Requirements | No Requirements | No Requirements | No Requirements | No Requirements | No Requirements |  | 0 |  |  |  | OMNI system | Early Stage | B223 | Gen-Tie Length
T_A_219 | T_ER_156 | Req | Transmission Line, Distance (Miles) Total | 0 | 0 | 0 | 0 | 0 | 0 | 0 | 0 | 0 | 0 |  | 0 |  |  |  | OMNI system | Early Stage | B223 | Gen-Tie Length
T_A_238 | T_ER_157 |  | Estimate Basis
T_A_194 | T_ER_158 | Req | O & M Building | Excluded | Expansion - 2,500 SF | Expansion - 2,500 SF | Excluded | Expansion - 7,500 SF | Expansion - 7,500 SF | Expansion - 7,500 SF | Expansion - 7,500 SF | Expansion - 2,500 SF | Expansion - 2,500 SF |  | Excluded |  |  |  | OMNI system | Early Stage | B198 | o&m building
T_A_240 | T_ER_159 | Req | Construction Wage Requirements | Non-Union | Non-Union | Non-Union | Non-Union | Non-Union | Non-Union | Non-Union | Non-Union | Non-Union | Non-Union |  | Non-Union |  |  |  | OMNI system | Early Stage | B244 | Wages Type
T_A_242 | T_ER_160 | Req | Load Bank Commissioning | Excluded | Excluded | Excluded | Excluded | Excluded | Excluded | Excluded | Excluded | Excluded | Excluded |  | Excluded |  |  |  | Default | Early Stage | B246
| T_ER_161 |  | Project Minimum Acreage Calculation
T_A_275 | T_ER_295 | Calc | Table Width (ft) | 7.4741 | 7.4741 | 7.4741 | 7.4741 | 7.4741 |  | 7.4741 |  | 7.4741 |  |  | 7.4741 | [5 empty] | B294
T_A_276 | T_ER_296 | Calc | Table Length | 100.4577 | 96.737 | 96.737 | 100.4577 | 96.737 |  | 96.737 |  | 96.737 |  |  | 100.4577 | [5 empty] | B295
| T_ER_163 | Calc | Primary Length (ft) | 7.4738 | 7.4738 | 7.4738 | 7.4738 | 7.4738 |  | 7.4738 |  | 7.4738 |  |  | 7.4738 |  |  |  | Calculation | Early Stage | NA
| T_ER_164 | Calc | Primary Width (ft) | 3.7205 | 3.7205 | 3.7205 | 3.7205 | 3.7205 |  | 3.7205 |  | 3.7205 |  |  | 3.7205 |  |  |  | Calculation | Early Stage | NA
| T_ER_165 | Calc | Primary Pitch (ft) | 18.6844 | 21.9816 | 21.9816 | 18.6844 | 21.9816 |  | 21.9816 |  | 21.9816 |  |  | 18.6844 |  |  |  | Calculation | Early Stage | NA
| T_ER_166 | Calc | Safe Harbor Length (ft) | 6.5879 | 6.5879 | 6.5879 | 6.5879 | 6.5879 |  | 6.5879 |  | 6.5879 |  |  | 6.5879 |  |  |  | Calculation | Early Stage | NA
| T_ER_167 | Calc | Safe Harbor Width (ft) | 3.2874 | 3.2874 | 3.2874 | 3.2874 | 3.2874 |  | 3.2874 |  | 3.2874 |  |  | 3.2874 |  |  |  | Calculation | Early Stage | NA
| T_ER_168 | Calc | Safe Harbor Pitch (ft) | 16.4698 | 19.3763 | 19.3763 | 16.4698 | 19.3763 |  | 19.3763 |  | 19.3763 |  |  | 16.4698 |  |  |  | Calculation | Early Stage | NA
T_A_106 | T_ER_169 | Calc | Net Project Area (Acre) | 977.2683 | 443.4663 | 456.6557 | 977.2683 | 443.4663 | 456.6557 | 443.4663 | 456.6557 | 443.4663 | 456.6557 |  | 510.8262 |  |  |  | Calculation | Early Stage | B124
| T_ER_170 | Req | Adder for Project Layout | 10% | 10% | 10% | 10% | 10% | 10% | 10% | 10% | 10% | 10% |  | 10% |  |  |  | Default | Early Stage | NA
| T_ER_171 | Calc | Minimum Project Area (Acre) | 1074.9952 | 487.8129 | 502.3213 | 1074.9952 | 487.8129 | 502.3213 | 487.8129 | 502.3213 | 487.8129 | 502.3213 |  | 561.9088 |  |  |  | Calculation | Early Stage | NA
| T_ER_297 | Calc | Fixed_Int_Pst_Col | 5 | 5 | 5 | 5 | 5 |  | 5 |  | 5 |  |  | 5 | [5 empty] | B90
| T_ER_298 | Calc | Fixed_Ext_Pst_Col | 6 | 6 | 6 | 6 | 6 |  | 6 |  | 6 |  |  | 6 | [5 empty] | B91
| T_ER_238 |  | CATL Calculator | [15 empty] | Calculation |  | B674
| T_ER_239 | Calc | MW | 150 | 150 | 150 | 150 | 150 |  | 150 |  | 150 |  |  | 20 |  |  |  | Calculation |  | B675
| T_ER_240 | Calc | Initial MWh | 720 | 720 | 720 | 720 | 720 |  | 720 |  | 720 |  |  | 75 |  |  |  | Calculation |  | B676
| T_ER_241 | Calc | Overbuild | 1 | 1 | 1 | 1 | 1 |  | 1 |  | 1 |  |  | 1.06 |  |  |  | Calculation |  | B677
| T_ER_242 | Calc | Rack | 0.4073 | 0.4073 | 0.4073 | 0.4073 | 0.4073 |  | 0.4073 |  | 0.4073 |  |  | 0.3727 |  |  |  | Calculation |  | B678
| T_ER_243 | Calc | MVA | 3.9 | 4.2 | 4.2 | 3.9 | 4.2 |  | 4.2 |  | 4.2 |  |  | 3.35 |  |  |  | Calculation |  | B679
| T_ER_244 | Calc | Racks per Container | 10 | 10 | 10 | 10 | 10 |  | 10 |  | 10 |  |  | 10 |  |  |  | Calculation |  | B680
| T_ER_245 | Calc | Rack-to-Inv Value | 4 | 4 | 4 | 4 | 4 |  | 4 |  | 4 |  |  | 4 |  |  |  | Calculation |  | B681
| T_ER_246 | Calc | Min # racks | 1768 | 1768 | 1768 | 1768 | 1768 |  | 1768 |  | 1768 |  |  | 202 |  |  |  | Calculation |  | B682
| T_ER_247 | Calc | # racks | 1770 | 1770 | 1770 | 1770 | 1770 |  | 1770 |  | 1770 |  |  | 210 |  |  |  | Calculation |  | B683
| T_ER_248 | Calc | Min MVA | 150 | 150 | 150 | 150 | 150 |  | 150 |  | 150 |  |  | 21.2 |  |  |  | Calculation |  | B684
| T_ER_249 | Calc | Min # invs | 39 | 36 | 36 | 39 | 36 |  | 36 |  | 36 |  |  | 7 |  |  |  | Calculation |  | B685
| T_ER_250 | Calc | Racks per inverter | 45.3333 | 49.1111 | 49.1111 | 45.3333 | 49.1111 |  | 49.1111 |  | 49.1111 |  |  | 28.8571 |  |  |  | Calculation |  | B686
| T_ER_251 |  | Calculation Method 1 | [12 empty] | (Floor) |  |  | Calculation |  | B687
| T_ER_252 | Calc | Racks per primary inv | 40 | 40 | 40 | 40 | 40 |  | 40 |  | 40 |  |  | 20 |  |  |  | Calculation |  | B688
| T_ER_253 | Calc | # primary inv | 44 | 44 | 44 | 44 | 44 |  | 44 |  | 44 |  |  | 10 |  |  |  | Calculation |  | B689
| T_ER_254 | Calc | Total primary racks | 1760 | 1760 | 1760 | 1760 | 1760 |  | 1760 |  | 1760 |  |  | 200 |  |  |  | Calculation |  | B690
| T_ER_255 | Calc | Racks per secondary inv | 10 | 10 | 10 | 10 | 10 |  | 10 |  | 10 |  |  | 10 |  |  |  | Calculation |  | B691
| T_ER_256 | Calc | # secondary inv | [15 empty] | Calculation |  | B692 | bar: F to J; L; N; Q
| T_ER_257 | Calc | Total secondary racks | 10 | 10 | 10 | 10 | 10 |  | 10 |  | 10 |  |  | 10 |  |  |  | Calculation |  | B693
| T_ER_258 | Calc | Additional Inv | 6 | 9 | 9 | 6 | 9 |  | 9 |  | 9 |  |  | 4 |  |  |  | Calculation |  | B694
| T_ER_259 | Calc | Additional Racks | 2 | 2 | 2 | 2 | 2 |  | 2 |  | 2 |  |  | 8 |  |  |  | Calculation |  | B695
| T_ER_260 | Calc | Check MVA | 22.575 | 35.85 | 35.85 | 22.575 | 35.85 |  | 35.85 |  | 35.85 |  |  | 13.975 |  |  |  | Calculation |  | B696
| T_ER_261 | Calc | Cost Value | 26 | 38 | 38 | 26 | 38 |  | 38 |  | 38 |  |  | 24 |  |  |  | Calculation |  | B697
| T_ER_262 |  | Calculation Method 2 | [12 empty] | (Floor-1) |  |  | Calculation |  | B698
| T_ER_263 | Calc | Racks per primary inv | 40 | 40 | 40 | 40 | 40 |  | 40 |  | 40 |  |  | 20 |  |  |  | Calculation |  | B699
| T_ER_264 | Calc | # primary inv | 43 | 43 | 43 | 43 | 43 |  | 43 |  | 43 |  |  | 9 |  |  |  | Calculation |  | B700
| T_ER_265 | Calc | Total primary racks | 1720 | 1720 | 1720 | 1720 | 1720 |  | 1720 |  | 1720 |  |  | 180 |  |  |  | Calculation |  | B701
| T_ER_266 | Calc | Racks per secondary inv | 50 | 50 | 50 | 50 | 50 |  | 50 |  | 50 |  |  | 30 |  |  |  | Calculation |  | B702
| T_ER_267 | Calc | # secondary inv | [15 empty] | Calculation |  | B703 | bar: F to J; L; N; Q
| T_ER_268 | Calc | Total secondary racks | 50 | 50 | 50 | 50 | 50 |  | 50 |  | 50 |  |  | 30 |  |  |  | Calculation |  | B704
| T_ER_269 | Calc | Additional Inv | 5 | 8 | 8 | 5 | 8 |  | 8 |  | 8 |  |  | 3 |  |  |  | Calculation |  | B705
| T_ER_270 | Calc | Additional Racks | 2 | 2 | 2 | 2 | 2 |  | 2 |  | 2 |  |  | 8 |  |  |  | Calculation |  | B706
| T_ER_271 | Calc | Check MVA | -11.94 | -1.32 | -1.32 | -11.94 | -1.32 |  | -1.32 |  | -1.32 |  |  | 2.25 |  |  |  | Calculation |  | B707
| T_ER_272 | Calc | Cost Value | FALSE | FALSE | FALSE | FALSE | FALSE |  | FALSE |  | FALSE |  |  | 20 |  |  |  | Calculation |  | B708
| T_ER_162 |  | Calculation Method 3 | [12 empty] | (Ceiling-1) |  |  | Calculation |  | B709
| T_ER_155 | Calc | Racks per primary inv | 50 | 50 | 50 | 50 | 50 |  | 50 |  | 50 |  |  | 30 |  |  |  | Calculation |  | B710
| T_ER_130 | Calc | # primary inv | 34 | 34 | 34 | 34 | 34 |  | 34 |  | 34 |  |  | 6 |  |  |  | Calculation |  | B711
| T_ER_124 | Calc | Total primary racks | 1700 | 1700 | 1700 | 1700 | 1700 |  | 1700 |  | 1700 |  |  | 180 |  |  |  | Calculation |  | B712
| T_ER_122 | Calc | Racks per secondary inv | 14 | 35 | 35 | 14 | 35 |  | 35 |  | 35 |  |  | 30 |  |  |  | Calculation |  | B713
| T_ER_2 | Calc | # secondary inv | 5 | 2 | 2 | 5 | 2 |  | 2 |  | 2 |  |  | 1 |  |  |  | Calculation |  | B714
| T_ER_3 | Calc | Total secondary racks | 70 | 70 | 70 | 70 | 70 |  | 70 |  | 70 |  |  | 30 |  |  |  | Calculation |  | B715
| T_ER_4 | Calc | Additional Inv | 0 | 0 | 0 | 0 | 0 |  | 0 |  | 0 |  |  | 0 |  |  |  | Calculation |  | B716
| T_ER_5 | Calc | Additional Racks | 2 | 2 | 2 | 2 | 2 |  | 2 |  | 2 |  |  | 8 |  |  |  | Calculation |  | B717
| T_ER_59 | Calc | Check MVA | -11.94 | -1.32 | -1.32 | -11.94 | -1.32 |  | -1.32 |  | -1.32 |  |  | 2.25 |  |  |  | Calculation |  | B718
| T_ER_76 | Calc | Cost Value | FALSE | FALSE | FALSE | FALSE | FALSE |  | FALSE |  | FALSE |  |  | 8 |  |  |  | Calculation |  | B719
| T_ER_77 |  | Calculation Method 4 | [12 empty] | (CeilingAdj) |  |  | Calculation |  | B720
| T_ER_78 | Calc | Racks per primary inv | 50 | 50 | 50 | 50 | 50 |  | 50 |  | 50 |  |  | 30 |  |  |  | Calculation |  | B721
| T_ER_79 | Calc | # primary inv | 39 | 36 | 36 | 39 | 36 |  | 36 |  | 36 |  |  | 7 |  |  |  | Calculation |  | B722
| T_ER_82 | Calc | Total primary racks | 1950 | 1800 | 1800 | 1950 | 1800 |  | 1800 |  | 1800 |  |  | 210 |  |  |  | Calculation |  | B723
| T_ER_86 | Calc | Racks per secondary inv | 0 | 0 | 0 | 0 | 0 |  | 0 |  | 0 |  |  | 0 |  |  |  | Calculation |  | B724
| T_ER_87 | Calc | # secondary inv | 0 | 0 | 0 | 0 | 0 |  | 0 |  | 0 |  |  | 0 |  |  |  | Calculation |  | B725
| T_ER_105 | Calc | Total secondary racks | 0 | 0 | 0 | 0 | 0 |  | 0 |  | 0 |  |  | 0 |  |  |  | Calculation |  | B726
| T_ER_109 | Calc | Additional Inv | 0 | 0 | 0 | 0 | 0 |  | 0 |  | 0 |  |  | 0 |  |  |  | Calculation |  | B727
| T_ER_114 | Calc | Additional Racks | 182 | 32 | 32 | 182 | 32 |  | 32 |  | 32 |  |  | 8 |  |  |  | Calculation |  | B728
| T_ER_115 | Calc | Check MVA | 2.1 | 1.2 | 1.2 | 2.1 | 1.2 |  | 1.2 |  | 1.2 |  |  | 2.25 |  |  |  | Calculation |  | B729
| T_ER_116 | Calc | Cost Value | 182 | 32 | 32 | 182 | 32 |  | 32 |  | 32 |  |  | 8 |  |  |  | Calculation |  | B730
| T_ER_117 |  | Result | [15 empty] | Calculation |  | B731
| T_ER_119 | Calc | # Inv | 45 | 36 | 36 | 45 | 36 |  | 36 |  | 36 |  |  | 7 |  |  |  | Calculation |  | B732
| T_ER_120 | Calc | # Racks | 1770 | 1800 | 1800 | 1770 | 1800 |  | 1800 |  | 1800 |  |  | 210 |  |  |  | Calculation |  | B733
| T_ER_121 | Calc | MVA | 172.575 | 151.2 | 151.2 | 172.575 | 151.2 |  | 151.2 |  | 151.2 |  |  | 23.45 |  |  |  | Calculation |  | B734
| T_ER_350 | Calc | PV Modules Required | 491228.0702 | 189473.6842 | 194594.5946 | 491228.0702 | 189473.6842 |  | 189473.6842 |  | 189473.6842 |  |  | 256880.7339
| T_ER_351 | Calc | Quantity of String | 18194 | 7288 | 7485 | 18194 | 7288 |  | 7288 |  | 7288 |  |  | 9515
| T_ER_352 | Calc | OMNI Primary Module Name | BYD (Bifacial) | BYD (Bifacial) | BYD (Bifacial) | BYD (Bifacial) | BYD (Bifacial) |  | BYD (Bifacial) |  | BYD (Bifacial) |  |  | BYD (Bifacial)
| T_ER_353 | Calc | OMNI SH Module Name | Jinko | Jinko | Jinko | Jinko | Jinko |  | Jinko |  | Jinko |  |  | Jinko
| T_ER_354 | Calc | Tracking Mode | SINGLE_AXIS | SINGLE_AXIS | SINGLE_AXIS | SINGLE_AXIS | SINGLE_AXIS |  | SINGLE_AXIS |  | SINGLE_AXIS |  |  | SINGLE_AXIS
| T_ER_355 | Calc | Trackers | 6384 | 2557 | 2627 | 6384 | 2557 |  | 2557 |  | 2557 |  |  | 5143
| T_ER_506 |  | Module Delivery Calculations | [15 empty] | Calculation |  | B731 | [9 empty] | Ok
| T_ER_362 |  | NEE_Module_Month Start | 98 | 101 | 91 | 98 | 98 |  | 101 |  | 101 |  |  | 89
| T_ER_363 |  | NEE_Module_Month End | 104 | 112 | 104 | 104 | 102 |  | 112 |  | 112 |  |  | 93
| T_ER_364 |  | Number of Module Delivery Months | 6 | 11 | 13 | 6 | 4 |  | 11 |  | 11 |  |  | 4
| T_ER_365 |  | Module Delivery MWdc Per Month, Evenly Distributed | 46.6667 | 9.8182 | 8.3077 | 46.6667 | 27 |  | 9.8182 |  | 9.8182 |  |  | 35
| T_ER_366 |  | NEE_Module_Month Check (=100%) | 100% | 100% | 100% | 100% | 100% |  | 100% |  | 100% |  |  | 1
| T_ER_367 | 2017 | 0 | 0 | 0 | 0 | 0 | 0 |  | 0 |  | 0 |  |  | 0
| T_ER_368 | 2017 | 1 | 0 | 0 | 0 | 0 | 0 |  | 0 |  | 0 |  |  | 0
| T_ER_369 | 2017 | 2 | 0 | 0 | 0 | 0 | 0 |  | 0 |  | 0 |  |  | 0
| T_ER_370 | 2018 | 3 | 0 | 0 | 0 | 0 | 0 |  | 0 |  | 0 |  |  | 0
| T_ER_371 | 2018 | 4 | 0 | 0 | 0 | 0 | 0 |  | 0 |  | 0 |  |  | 0
| T_ER_372 | 2018 | 5 | 0 | 0 | 0 | 0 | 0 |  | 0 |  | 0 |  |  | 0
| T_ER_373 | 2018 | 6 | 0 | 0 | 0 | 0 | 0 |  | 0 |  | 0 |  |  | 0
| T_ER_374 | 2018 | 7 | 0 | 0 | 0 | 0 | 0 |  | 0 |  | 0 |  |  | 0
| T_ER_375 | 2018 | 8 | 0 | 0 | 0 | 0 | 0 |  | 0 |  | 0 |  |  | 0
| T_ER_376 | 2018 | 9 | 0 | 0 | 0 | 0 | 0 |  | 0 |  | 0 |  |  | 0
| T_ER_377 | 2018 | 10 | 0 | 0 | 0 | 0 | 0 |  | 0 |  | 0 |  |  | 0
| T_ER_378 | 2018 | 11 | 0 | 0 | 0 | 0 | 0 |  | 0 |  | 0 |  |  | 0
| T_ER_379 | 2018 | 12 | 0 | 0 | 0 | 0 | 0 |  | 0 |  | 0 |  |  | 0
| T_ER_380 | 2018 | 13 | 0 | 0 | 0 | 0 | 0 |  | 0 |  | 0 |  |  | 0
| T_ER_381 | 2018 | 14 | 0 | 0 | 0 | 0 | 0 |  | 0 |  | 0 |  |  | 0
| T_ER_382 | 2019 | 15 | 0 | 0 | 0 | 0 | 0 |  | 0 |  | 0 |  |  | 0
| T_ER_383 | 2019 | 16 | 0 | 0 | 0 | 0 | 0 |  | 0 |  | 0 |  |  | 0
| T_ER_384 | 2019 | 17 | 0 | 0 | 0 | 0 | 0 |  | 0 |  | 0 |  |  | 0
| T_ER_385 | 2019 | 18 | 0 | 0 | 0 | 0 | 0 |  | 0 |  | 0 |  |  | 0
| T_ER_386 | 2019 | 19 | 0 | 0 | 0 | 0 | 0 |  | 0 |  | 0 |  |  | 0
| T_ER_387 | 2019 | 20 | 0 | 0 | 0 | 0 | 0 |  | 0 |  | 0 |  |  | 0
| T_ER_388 | 2019 | 21 | 0 | 0 | 0 | 0 | 0 |  | 0 |  | 0 |  |  | 0
| T_ER_389 | 2019 | 22 | 0 | 0 | 0 | 0 | 0 |  | 0 |  | 0 |  |  | 0
| T_ER_390 | 2019 | 23 | 0 | 0 | 0 | 0 | 0 |  | 0 |  | 0 |  |  | 0
| T_ER_391 | 2019 | 24 | 0 | 0 | 0 | 0 | 0 |  | 0 |  | 0 |  |  | 0
| T_ER_392 | 2019 | 25 | 0 | 0 | 0 | 0 | 0 |  | 0 |  | 0 |  |  | 0
| T_ER_393 | 2019 | 26 | 0 | 0 | 0 | 0 | 0 |  | 0 |  | 0 |  |  | 0
| T_ER_394 | 2020 | 27 | 0 | 0 | 0 | 0 | 0 |  | 0 |  | 0 |  |  | 0
| T_ER_395 | 2020 | 28 | 0 | 0 | 0 | 0 | 0 |  | 0 |  | 0 |  |  | 0
| T_ER_396 | 2020 | 29 | 0 | 0 | 0 | 0 | 0 |  | 0 |  | 0 |  |  | 0
| T_ER_397 | 2020 | 30 | 0 | 0 | 0 | 0 | 0 |  | 0 |  | 0 |  |  | 0
| T_ER_398 | 2020 | 31 | 0 | 0 | 0 | 0 | 0 |  | 0 |  | 0 |  |  | 0
| T_ER_399 | 2020 | 32 | 0 | 0 | 0 | 0 | 0 |  | 0 |  | 0 |  |  | 0
| T_ER_400 | 2020 | 33 | 0 | 0 | 0 | 0 | 0 |  | 0 |  | 0 |  |  | 0
| T_ER_401 | 2020 | 34 | 0 | 0 | 0 | 0 | 0 |  | 0 |  | 0 |  |  | 0
| T_ER_402 | 2020 | 35 | 0 | 0 | 0 | 0 | 0 |  | 0 |  | 0 |  |  | 0
| T_ER_403 | 2020 | 36 | 0 | 0 | 0 | 0 | 0 |  | 0 |  | 0 |  |  | 0
| T_ER_404 | 2020 | 37 | 0 | 0 | 0 | 0 | 0 |  | 0 |  | 0 |  |  | 0
| T_ER_405 | 2020 | 38 | 0 | 0 | 0 | 0 | 0 |  | 0 |  | 0 |  |  | 0
| T_ER_406 | 2021 | 39 | 0 | 0 | 0 | 0 | 0 |  | 0 |  | 0 |  |  | 0
| T_ER_407 | 2021 | 40 | 0 | 0 | 0 | 0 | 0 |  | 0 |  | 0 |  |  | 0
| T_ER_408 | 2021 | 41 | 0 | 0 | 0 | 0 | 0 |  | 0 |  | 0 |  |  | 0
| T_ER_409 | 2021 | 42 | 0 | 0 | 0 | 0 | 0 |  | 0 |  | 0 |  |  | 0
| T_ER_410 | 2021 | 43 | 0 | 0 | 0 | 0 | 0 |  | 0 |  | 0 |  |  | 0
| T_ER_411 | 2021 | 44 | 0 | 0 | 0 | 0 | 0 |  | 0 |  | 0 |  |  | 0
| T_ER_412 | 2021 | 45 | 0 | 0 | 0 | 0 | 0 |  | 0 |  | 0 |  |  | 0
| T_ER_413 | 2021 | 46 | 0 | 0 | 0 | 0 | 0 |  | 0 |  | 0 |  |  | 0
| T_ER_414 | 2021 | 47 | 0 | 0 | 0 | 0 | 0 |  | 0 |  | 0 |  |  | 0
| T_ER_415 | 2021 | 48 | 0 | 0 | 0 | 0 | 0 |  | 0 |  | 0 |  |  | 0
| T_ER_416 | 2021 | 49 | 0 | 0 | 0 | 0 | 0 |  | 0 |  | 0 |  |  | 0
| T_ER_417 | 2021 | 50 | 0 | 0 | 0 | 0 | 0 |  | 0 |  | 0 |  |  | 0
| T_ER_418 | 2022 | 51 | 0 | 0 | 0 | 0 | 0 |  | 0 |  | 0 |  |  | 0
| T_ER_419 | 2022 | 52 | 0 | 0 | 0 | 0 | 0 |  | 0 |  | 0 |  |  | 0
| T_ER_420 | 2022 | 53 | 0 | 0 | 0 | 0 | 0 |  | 0 |  | 0 |  |  | 0
| T_ER_421 | 2022 | 54 | 0 | 0 | 0 | 0 | 0 |  | 0 |  | 0 |  |  | 0
| T_ER_422 | 2022 | 55 | 0 | 0 | 0 | 0 | 0 |  | 0 |  | 0 |  |  | 0
| T_ER_423 | 2022 | 56 | 0 | 0 | 0 | 0 | 0 |  | 0 |  | 0 |  |  | 0
| T_ER_424 | 2022 | 57 | 0 | 0 | 0 | 0 | 0 |  | 0 |  | 0 |  |  | 0
| T_ER_425 | 2022 | 58 | 0 | 0 | 0 | 0 | 0 |  | 0 |  | 0 |  |  | 0
| T_ER_426 | 2022 | 59 | 0 | 0 | 0 | 0 | 0 |  | 0 |  | 0 |  |  | 0
| T_ER_427 | 2022 | 60 | 0 | 0 | 0 | 0 | 0 |  | 0 |  | 0 |  |  | 0
| T_ER_428 | 2022 | 61 | 0 | 0 | 0 | 0 | 0 |  | 0 |  | 0 |  |  | 0
| T_ER_429 | 2022 | 62 | 0 | 0 | 0 | 0 | 0 |  | 0 |  | 0 |  |  | 0
| T_ER_430 | 2023 | 63 | 0 | 0 | 0 | 0 | 0 |  | 0 |  | 0 |  |  | 0
| T_ER_431 | 2023 | 64 | 0 | 0 | 0 | 0 | 0 |  | 0 |  | 0 |  |  | 0
| T_ER_432 | 2023 | 65 | 0 | 0 | 0 | 0 | 0 |  | 0 |  | 0 |  |  | 0
| T_ER_433 | 2023 | 66 | 0 | 0 | 0 | 0 | 0 |  | 0 |  | 0 |  |  | 0
| T_ER_434 | 2023 | 67 | 0 | 0 | 0 | 0 | 0 |  | 0 |  | 0 |  |  | 0
| T_ER_435 | 2023 | 68 | 0 | 0 | 0 | 0 | 0 |  | 0 |  | 0 |  |  | 0
| T_ER_436 | 2023 | 69 | 0 | 0 | 0 | 0 | 0 |  | 0 |  | 0 |  |  | 0
| T_ER_437 | 2023 | 70 | 0 | 0 | 0 | 0 | 0 |  | 0 |  | 0 |  |  | 0
| T_ER_438 | 2023 | 71 | 0 | 0 | 0 | 0 | 0 |  | 0 |  | 0 |  |  | 0
| T_ER_439 | 2023 | 72 | 0 | 0 | 0 | 0 | 0 |  | 0 |  | 0 |  |  | 0
| T_ER_440 | 2023 | 73 | 0 | 0 | 0 | 0 | 0 |  | 0 |  | 0 |  |  | 0
| T_ER_441 | 2023 | 74 | 0 | 0 | 0 | 0 | 0 |  | 0 |  | 0 |  |  | 0
| T_ER_442 | 2024 | 75 | 0 | 0 | 0 | 0 | 0 |  | 0 |  | 0 |  |  | 0
| T_ER_443 | 2024 | 76 | 0 | 0 | 0 | 0 | 0 |  | 0 |  | 0 |  |  | 0
| T_ER_444 | 2024 | 77 | 0 | 0 | 0 | 0 | 0 |  | 0 |  | 0 |  |  | 0
| T_ER_445 | 2024 | 78 | 0 | 0 | 0 | 0 | 0 |  | 0 |  | 0 |  |  | 0
| T_ER_446 | 2024 | 79 | 0 | 0 | 0 | 0 | 0 |  | 0 |  | 0 |  |  | 0
| T_ER_447 | 2024 | 80 | 0 | 0 | 0 | 0 | 0 |  | 0 |  | 0 |  |  | 0
| T_ER_448 | 2024 | 81 | 0 | 0 | 0 | 0 | 0 |  | 0 |  | 0 |  |  | 0
| T_ER_449 | 2024 | 82 | 0 | 0 | 0 | 0 | 0 |  | 0 |  | 0 |  |  | 0
| T_ER_450 | 2024 | 83 | 0 | 0 | 0 | 0 | 0 |  | 0 |  | 0 |  |  | 0
| T_ER_451 | 2024 | 84 | 0 | 0 | 0 | 0 | 0 |  | 0 |  | 0 |  |  | 0
| T_ER_452 | 2024 | 85 | 0 | 0 | 0 | 0 | 0 |  | 0 |  | 0 |  |  | 0
| T_ER_453 | 2024 | 86 | 0 | 0 | 0 | 0 | 0 |  | 0 |  | 0 |  |  | 0
| T_ER_454 | 2025 | 87 | 0 | 0 | 0 | 0 | 0 |  | 0 |  | 0 |  |  | 0
| T_ER_455 | 2025 | 88 | 0 | 0 | 0 | 0 | 0 |  | 0 |  | 0 |  |  | 0
| T_ER_456 | 2025 | 89 | 0 | 0 | 0 | 0 | 0 |  | 0 |  | 0 |  |  | 0
| T_ER_457 | 2025 | 90 | 0 | 0 | 0 | 0 | 0 |  | 0 |  | 0 |  |  | 35
| T_ER_458 | 2025 | 91 | 0 | 0 | 0 | 0 | 0 |  | 0 |  | 0 |  |  | 35
| T_ER_459 | 2025 | 92 | 0 | 0 | 8.3077 | 0 | 0 |  | 0 |  | 0 |  |  | 35
| T_ER_460 | 2025 | 93 | 0 | 0 | 8.3077 | 0 | 0 |  | 0 |  | 0 |  |  | 35
| T_ER_461 | 2025 | 94 | 0 | 0 | 8.3077 | 0 | 0 |  | 0 |  | 0 |  |  | 0
| T_ER_462 | 2025 | 95 | 0 | 0 | 8.3077 | 0 | 0 |  | 0 |  | 0 |  |  | 0
| T_ER_463 | 2025 | 96 | 0 | 0 | 8.3077 | 0 | 0 |  | 0 |  | 0 |  |  | 0
| T_ER_464 | 2025 | 97 | 0 | 0 | 8.3077 | 0 | 0 |  | 0 |  | 0 |  |  | 0
| T_ER_465 | 2025 | 98 | 0 | 0 | 8.3077 | 0 | 0 |  | 0 |  | 0 |  |  | 0
| T_ER_466 | 2026 | 99 | 46.6667 | 0 | 8.3077 | 46.6667 | 27 |  | 0 |  | 0 |  |  | 0
| T_ER_467 | 2026 | 100 | 46.6667 | 0 | 8.3077 | 46.6667 | 27 |  | 0 |  | 0 |  |  | 0
| T_ER_468 | 2026 | 101 | 46.6667 | 0 | 8.3077 | 46.6667 | 27 |  | 0 |  | 0 |  |  | 0
| T_ER_469 | 2026 | 102 | 46.6667 | 9.8182 | 8.3077 | 46.6667 | 27 |  | 9.8182 |  | 9.8182 |  |  | 0
| T_ER_470 | 2026 | 103 | 46.6667 | 9.8182 | 8.3077 | 46.6667 | 0 |  | 9.8182 |  | 9.8182 |  |  | 0
| T_ER_471 | 2026 | 104 | 46.6667 | 9.8182 | 8.3077 | 46.6667 | 0 |  | 9.8182 |  | 9.8182 |  |  | 0
| T_ER_472 | 2026 | 105 | 0 | 9.8182 | 0 | 0 | 0 |  | 9.8182 |  | 9.8182 |  |  | 0
| T_ER_473 | 2026 | 106 | 0 | 9.8182 | 0 | 0 | 0 |  | 9.8182 |  | 9.8182 |  |  | 0
| T_ER_474 | 2026 | 107 | 0 | 9.8182 | 0 | 0 | 0 |  | 9.8182 |  | 9.8182 |  |  | 0
| T_ER_475 | 2026 | 108 | 0 | 9.8182 | 0 | 0 | 0 |  | 9.8182 |  | 9.8182 |  |  | 0
| T_ER_476 | 2026 | 109 | 0 | 9.8182 | 0 | 0 | 0 |  | 9.8182 |  | 9.8182 |  |  | 0
| T_ER_477 | 2026 | 110 | 0 | 9.8182 | 0 | 0 | 0 |  | 9.8182 |  | 9.8182 |  |  | 0
| T_ER_478 | 2027 | 111 | 0 | 9.8182 | 0 | 0 | 0 |  | 9.8182 |  | 9.8182 |  |  | 0
| T_ER_479 | 2027 | 112 | 0 | 9.8182 | 0 | 0 | 0 |  | 9.8182 |  | 9.8182 |  |  | 0
| T_ER_480 | 2027 | 113 | 0 | 0 | 0 | 0 | 0 |  | 0 |  | 0 |  |  | 0
| T_ER_481 | 2027 | 114 | 0 | 0 | 0 | 0 | 0 |  | 0 |  | 0 |  |  | 0
| T_ER_482 | 2027 | 115 | 0 | 0 | 0 | 0 | 0 |  | 0 |  | 0 |  |  | 0
| T_ER_483 | 2027 | 116 | 0 | 0 | 0 | 0 | 0 |  | 0 |  | 0 |  |  | 0
| T_ER_484 | 2027 | 117 | 0 | 0 | 0 | 0 | 0 |  | 0 |  | 0 |  |  | 0
| T_ER_485 | 2027 | 118 | 0 | 0 | 0 | 0 | 0 |  | 0 |  | 0 |  |  | 0
| T_ER_486 | 2027 | 119 | 0 | 0 | 0 | 0 | 0 |  | 0 |  | 0 |  |  | 0
| T_ER_487 | 2027 | 120 | 0 | 0 | 0 | 0 | 0 |  | 0 |  | 0 |  |  | 0
| T_ER_488 | 2027 | 121 | 0 | 0 | 0 | 0 | 0 |  | 0 |  | 0 |  |  | 0
| T_ER_489 | 2027 | 122 | 0 | 0 | 0 | 0 | 0 |  | 0 |  | 0 |  |  | 0
| T_ER_490 | 2028 | 123 | 0 | 0 | 0 | 0 | 0 |  | 0 |  | 0 |  |  | 0
| T_ER_491 | 2028 | 124 | 0 | 0 | 0 | 0 | 0 |  | 0 |  | 0 |  |  | 0
| T_ER_492 | 2028 | 125 | 0 | 0 | 0 | 0 | 0 |  | 0 |  | 0 |  |  | 0
| T_ER_493 | 2028 | 126 | 0 | 0 | 0 | 0 | 0 |  | 0 |  | 0 |  |  | 0
| T_ER_494 | 2028 | 127 | 0 | 0 | 0 | 0 | 0 |  | 0 |  | 0 |  |  | 0
| T_ER_495 | 2028 | 128 | 0 | 0 | 0 | 0 | 0 |  | 0 |  | 0 |  |  | 0
| T_ER_496 | 2028 | 129 | 0 | 0 | 0 | 0 | 0 |  | 0 |  | 0 |  |  | 0
| T_ER_497 | 2028 | 130 | 0 | 0 | 0 | 0 | 0 |  | 0 |  | 0 |  |  | 0
| T_ER_498 | 2028 | 131 | 0 | 0 | 0 | 0 | 0 |  | 0 |  | 0 |  |  | 0
| T_ER_499 | 2028 | 132 | 0 | 0 | 0 | 0 | 0 |  | 0 |  | 0 |  |  | 0
| T_ER_500 | 2028 | 133 | 0 | 0 | 0 | 0 | 0 |  | 0 |  | 0 |  |  | 0
| T_ER_501 | 2028 | 134 | 0 | 0 | 0 | 0 | 0 |  | 0 |  | 0 |  |  | 0
| T_ER_512 | 2029 | 135 | 0 | 0 | 0 | 0 | 0 |  | 0 |  | 0 |  |  | 0
| T_ER_513 | 2029 | 136 | 0 | 0 | 0 | 0 | 0 |  | 0 |  | 0 |  |  | 0
| T_ER_514 | 2029 | 137 | 0 | 0 | 0 | 0 | 0 |  | 0 |  | 0 |  |  | 0
| T_ER_515 | 2029 | 138 | 0 | 0 | 0 | 0 | 0 |  | 0 |  | 0 |  |  | 0
| T_ER_516 | 2029 | 139 | 0 | 0 | 0 | 0 | 0 |  | 0 |  | 0 |  |  | 0
| T_ER_517 | 2029 | 140 | 0 | 0 | 0 | 0 | 0 |  | 0 |  | 0 |  |  | 0
| T_ER_518 | 2029 | 141 | 0 | 0 | 0 | 0 | 0 |  | 0 |  | 0 |  |  | 0
| T_ER_519 | 2029 | 142 | 0 | 0 | 0 | 0 | 0 |  | 0 |  | 0 |  |  | 0
| T_ER_520 | 2029 | 143 | 0 | 0 | 0 | 0 | 0 |  | 0 |  | 0 |  |  | 0
| T_ER_521 | 2029 | 144 | 0 | 0 | 0 | 0 | 0 |  | 0 |  | 0 |  |  | 0
| T_ER_522 | 2029 | 145 | 0 | 0 | 0 | 0 | 0 |  | 0 |  | 0 |  |  | 0
| T_ER_523 | 2029 | 146 | 0 | 0 | 0 | 0 | 0 |  | 0 |  | 0 |  |  | 0
| T_ER_524 | 2030 | 147 | 0 | 0 | 0 | 0 | 0 |  | 0 |  | 0 |  |  | 0
| T_ER_525 | 2030 | 148 | 0 | 0 | 0 | 0 | 0 |  | 0 |  | 0 |  |  | 0
| T_ER_526 | 2030 | 149 | 0 | 0 | 0 | 0 | 0 |  | 0 |  | 0 |  |  | 0
| T_ER_527 | 2030 | 150 | 0 | 0 | 0 | 0 | 0 |  | 0 |  | 0 |  |  | 0
| T_ER_528 | 2030 | 151 | 0 | 0 | 0 | 0 | 0 |  | 0 |  | 0 |  |  | 0
| T_ER_529 | 2030 | 152 | 0 | 0 | 0 | 0 | 0 |  | 0 |  | 0 |  |  | 0
| T_ER_530 | 2030 | 153 | 0 | 0 | 0 | 0 | 0 |  | 0 |  | 0 |  |  | 0
| T_ER_531 | 2030 | 154 | 0 | 0 | 0 | 0 | 0 |  | 0 |  | 0 |  |  | 0
| T_ER_532 | 2030 | 155 | 0 | 0 | 0 | 0 | 0 |  | 0 |  | 0 |  |  | 0
| T_ER_533 | 2030 | 156 | 0 | 0 | 0 | 0 | 0 |  | 0 |  | 0 |  |  | 0
| T_ER_534 | 2030 | 157 | 0 | 0 | 0 | 0 | 0 |  | 0 |  | 0 |  |  | 0
| T_ER_535 | 2030 | 158 | 0 | 0 | 0 | 0 | 0 |  | 0 |  | 0 |  |  | 0
| T_ER_536 | 2031 | 159 | 0 | 0 | 0 | 0 | 0 |  | 0 |  | 0 |  |  | 0
| T_ER_537 | 2031 | 160 | 0 | 0 | 0 | 0 | 0 |  | 0 |  | 0 |  |  | 0
| T_ER_538 | 2031 | 161 | 0 | 0 | 0 | 0 | 0 |  | 0 |  | 0 |  |  | 0
| T_ER_539 | 2031 | 162 | 0 | 0 | 0 | 0 | 0 |  | 0 |  | 0 |  |  | 0
| T_ER_540 | 2031 | 163 | 0 | 0 | 0 | 0 | 0 |  | 0 |  | 0 |  |  | 0
| T_ER_541 | 2031 | 164 | 0 | 0 | 0 | 0 | 0 |  | 0 |  | 0 |  |  | 0
| T_ER_542 | 2031 | 165 | 0 | 0 | 0 | 0 | 0 |  | 0 |  | 0 |  |  | 0
| T_ER_543 | 2031 | 166 | 0 | 0 | 0 | 0 | 0 |  | 0 |  | 0 |  |  | 0
| T_ER_544 | 2031 | 167 | 0 | 0 | 0 | 0 | 0 |  | 0 |  | 0 |  |  | 0
| T_ER_545 | 2031 | 168 | 0 | 0 | 0 | 0 | 0 |  | 0 |  | 0 |  |  | 0
| T_ER_546 | 2031 | 169 | 0 | 0 | 0 | 0 | 0 |  | 0 |  | 0 |  |  | 0
| T_ER_547 | 2031 | 170 | 0 | 0 | 0 | 0 | 0 |  | 0 |  | 0 |  |  | 0
| T_ER_548 | 2032 | 171 | 0 | 0 | 0 | 0 | 0 |  | 0 |  | 0 |  |  | 0
| T_ER_549 | 2032 | 172 | 0 | 0 | 0 | 0 | 0 |  | 0 |  | 0 |  |  | 0
| T_ER_550 | 2032 | 173 | 0 | 0 | 0 | 0 | 0 |  | 0 |  | 0 |  |  | 0
| T_ER_551 | 2032 | 174 | 0 | 0 | 0 | 0 | 0 |  | 0 |  | 0 |  |  | 0
| T_ER_552 | 2032 | 175 | 0 | 0 | 0 | 0 | 0 |  | 0 |  | 0 |  |  | 0
| T_ER_553 | 2032 | 176 | 0 | 0 | 0 | 0 | 0 |  | 0 |  | 0 |  |  | 0
| T_ER_554 | 2032 | 177 | 0 | 0 | 0 | 0 | 0 |  | 0 |  | 0 |  |  | 0
| T_ER_555 | 2032 | 178 | 0 | 0 | 0 | 0 | 0 |  | 0 |  | 0 |  |  | 0
| T_ER_556 | 2032 | 179 | 0 | 0 | 0 | 0 | 0 |  | 0 |  | 0 |  |  | 0
| T_ER_557 | 2032 | 180 | 0 | 0 | 0 | 0 | 0 |  | 0 |  | 0 |  |  | 0
| T_ER_558 | 2032 | 181 | 0 | 0 | 0 | 0 | 0 |  | 0 |  | 0 |  |  | 0
| T_ER_559 | 2032 | 182 | 0 | 0 | 0 | 0 | 0 |  | 0 |  | 0 |  |  | 0
| T_ER_560 | 2033 | 183 | 0 | 0 | 0 | 0 | 0 |  | 0 |  | 0 |  |  | 0
| T_ER_561 | 2033 | 184 | 0 | 0 | 0 | 0 | 0 |  | 0 |  | 0 |  |  | 0
| T_ER_562 | 2033 | 185 | 0 | 0 | 0 | 0 | 0 |  | 0 |  | 0 |  |  | 0
| T_ER_563 | 2033 | 186 | 0 | 0 | 0 | 0 | 0 |  | 0 |  | 0 |  |  | 0
| T_ER_564 | 2033 | 187 | 0 | 0 | 0 | 0 | 0 |  | 0 |  | 0 |  |  | 0
| T_ER_565 | 2033 | 188 | 0 | 0 | 0 | 0 | 0 |  | 0 |  | 0 |  |  | 0
| T_ER_566 | 2033 | 189 | 0 | 0 | 0 | 0 | 0 |  | 0 |  | 0 |  |  | 0
| T_ER_567 | 2033 | 190 | 0 | 0 | 0 | 0 | 0 |  | 0 |  | 0 |  |  | 0
| T_ER_568 | 2033 | 191 | 0 | 0 | 0 | 0 | 0 |  | 0 |  | 0 |  |  | 0
| T_ER_568 | 2033 | 192 | 0 | 0 | 0 | 0 | 0 |  | 0 |  | 0 |  |  | 0
| T_ER_568 | 2033 | 193 | 0 | 0 | 0 | 0 | 0 |  | 0 |  | 0 |  |  | 0
| T_ER_568 | 2033 | 194 | 0 | 0 | 0 | 0 | 0 |  | 0 |  | 0 |  |  | 0

## Assump
T_A_739
MODEL_UID_COLUMN | T_A_1 |  | Washington | Estimator |  | F |  | F | G | H | I | J | K | L | M | N | O | P | [7 empty] | G | H
| T_A_2 |  | Lindsey | Project Manager |  | S-Track | S-Track | S-Track | S-Track | S-Track | S-Track | S-Track | S-Track | S-Track | S-Track | S-Track | S-Track |  | DO NOT CHANGE | DO NOT CHANGE | DO NOT CHANGE | DO NOT CHANGE | DO NOT CHANGE |  |  | S-Track | S-Track
| T_A_3 |  | Estimate Status | Ver. | Price Rev Date | OMNI | OMNI | K | Release | Release | Inactive | Inactive | Inactive | Inactive | Inactive | Inactive | Inactive | Inactive | OMNI | OMNI | OMNI | OMNI | OMNI |  |  | Prior Est. 80 | Prior Est. 80 BOT NEER
| T_A_4 |  | Estimate Date | A | 2023-12-15 | 2024-02-02 | 2024-02-02 | 2024-02-02 | 2024-02-02 | 2024-02-02 | 2024-02-02 | 2024-02-02 | 2024-02-02 | 2024-02-02 | 2024-02-02 | 2024-02-02 | 2024-02-02 | 2024-02-02 | [7 empty] | 2023-09-25 | 2023-09-20
| T_A_5 | Notes & Summary Codes | Project Name |  |  | Red Pricing Project Name | Jafe S-Power 200 | Jafe S-Power 80 | Roundhouse Solar | Roundhouse Solar | Red Pricing Project Name | Step 0 Template Updates | Step 1: Maturity Index | Step 1: COD | Step 2: Modules & Pricing & SH | Step 2: O&M Bldg Smaller | Step 4: Kv115 to 35 |  | MAX VALUE VALIDATION | MAX VALUE TO USE | PRE-ESTIMATION LOOKUP | CONTINGENCY CHANGE? | CONTINGENCY TO APPLY (%) |  |  | Round House Solar 80MW | Round House Solar 80MW
| T_A_735 |  | Proposal Name |  |  | Red Pricing Proposal Name | Jafe S-Power 1.4 | Jafe S-Power 1.35 | Roundhouse Solar Proposal | Roundhouse Solar Proposal | Red Pricing Proposal Name | Roundhouse Solar Proposal | Round House Solar 80MW | Roundhouse Solar Proposal | Round House Solar 80MW | Roundhouse Solar Proposal | Round House Solar 80MW | [8 empty] | Round House Solar 80MW | Round House Solar 80MW
| T_A_736 |  | Scenario Name |  |  | Red Pricing Scenario Name | Jafe S-Power 0.4 | Jafe S-Power 0.34 | Roundhouse Solar 80 MW PPA - Refresh Jan 2024 | Roundhouse Solar 80 MW PPA - Refresh Jan 2024 | Red Pricing Scenario Name | Roundhouse Solar 80 MW PPA - Refresh Jan 2024 | 80MW Solar Only | Roundhouse Solar 80 MW PPA - Refresh Jan 2024 | 80MW Solar Only | Roundhouse Solar 80 MW PPA - Refresh Jan 2024 | 80MW Solar Only | [8 empty] | 80MW Solar Only | 80MW Solar Only
| T_A_742 |  | E&C Scenario Name | [5 empty] | E&C Scenario Name | E&C Scenario Name | E&C Scenario Name | E&C Scenario Name | PPA | E&C Scenario Name | PPA | E&C Scenario Name | PPA | [8 empty] | PPA | BOT
| T_A_757 |  | Project Number |  |  | P-1234 | P-1234 | C4.005025 | C4.005025 | C4.005025 | P-1234 | C4.005025 | P-5025 | C4.005025 | P-5025 | C4.005025 | P-5025 | [8 empty] | P-5025 | P-5025
| T_A_775 |  | Project ID |  |  | 1234 | 1234 | 1329 | 1329 | 1329 | 1234 | 1329 | 1329 | 1329 | 1329 | 1329 | 1329 | [8 empty] | 1329 | 1329
| T_A_774 |  | Proposal ID |  |  | 5678 | 5678 | 95800 | 95800 | 95800 | 5678 | 95800 | 95800 | 95800 | 95800 | 95800 | 95800 | [8 empty] | 95800 | 95800
| T_A_773 |  | Scenario ID |  |  | 3456 | 3456 | 278125 | 278125 | 278125 | 3456 | 278125 | 200113 | 278125 | 200113 | 278125 | 200113 | [8 empty] | 200113 | 200575
| T_A_6 |  | Date of Request |  |  | 2023-12-15 | 2023-12-15 | 2024-01-23 | 2024-01-23 | 2024-01-23 | 2023-12-15 | 2024-01-23 | 2023-09-11 | 2024-01-23 | 2023-09-11 | 2024-01-23 | 2023-09-11 | [8 empty] | 2023-09-11 | 2023-09-06
| T_A_7 |  | Date Product Needed |  |  | 2023-12-29 | 2023-12-29 | 2024-02-06 | 2024-02-06 | 2024-02-06 | 2023-12-29 | 2024-02-06 | 2023-09-25 | 2024-02-06 | 2023-09-25 | 2024-02-06 | 2023-09-25 | [8 empty] | 2023-09-25 | 2023-09-20
| T_A_8 |  | Universal or DG |  |  | Universal | Universal | Universal | Universal | Universal | Universal | Universal | Universal | Universal | Universal | Universal | Universal |  | 3 | OK | Universal |  | 100 |  |  | Universal | Universal
| T_A_9 |  | What Type of estimate |  |  | Red Price | S-Power | S-Power | ROM | ROM | Inactive | Inactive | Inactive | Inactive | Inactive | Inactive | Inactive | Inactive | [5 empty] | TRUE | TRUE | ROM | ROM |  | Walk Steps
| T_A_10 | Do Not Adjust | Project Information |  | Ref Column | H | I | J | K | L | M | N | O | P | Q | R | S | T | [5 empty] | TRUE | TRUE | K | L
| T_A_758 |  | Project Maturity Index |  |  | Diligencing | Diligencing | Diligencing | Diligencing | Diligencing | Diligencing | Early-Stage Pipeline | Diligencing | Early-Stage Pipeline | Diligencing | Early-Stage Pipeline | Diligencing | [6 empty] | FALSE | FALSE | Early-Stage Pipeline | Early-Stage Pipeline |  | Maturity Index
| T_A_11 |  | Project Location, State | [15 empty] | 56 | OK | TX |  | 500 | TRUE | TRUE | WY | WY |  | 1 | bar: H to S
| T_A_12 |  | Independent System Operator / Regional Transmission Organization |  |  | ERCOT | ERCOT | None | None | None | ERCOT | None | None | None | None | None | None |  | 3 | OK | ERCOT |  | 500 | TRUE | TRUE | None | None
| T_A_737 |  | Interconnecting Utility |  |  | Other | Other | Other | Other | Other | Other | Other | Other | Other | Other | Other | Other |  | 3 | OK | Other |  | 500 | TRUE | TRUE | Other | Other
| T_A_13 | Does not impact model at this time | Project Location, County or Nearest City | [20 empty] | TRUE | TRUE | 0 | 0
| T_A_14 |  | Latitude POI |  |  | 25.7617 |  |  | 41.0673 | 41.0673 | 25.7617 | 41.0673 | 41.1085 | 41.0673 | 41.1085 | 41.0673 | 41.1085 | [6 empty] | FALSE | FALSE | 41.1085 | 41.1085
| T_A_15 |  | Longitude POI |  |  | 80.1918 |  |  | -104.9227 | -104.9227 | 80.1918 | -104.9227 | -104.9503 | -104.9227 | -104.9503 | -104.9227 | -104.9503 | [6 empty] | FALSE | FALSE | -104.9503 | -104.9503
| T_A_16 |  | Elevation (ft) |  |  | 500 | 500 | 6466 | 6466 | 6466 | 500 | 6466 | 6456 | 6466 | 6456 | 6466 | 6456 |  | TRUE | OK | 500 |  | 500 | FALSE | FALSE | 6456 | 6456
| T_A_18 |  | Name Plate Rating, Mwe (Nominal) AC |  |  | 200 | 200 | 80 | 80 | 80 | 200 | 80 | 80 | 80 | 80 | 80 | 80 |  | TRUE | OK | 200 | NO | 0 | TRUE | TRUE | 80 | 80
| T_A_19 |  | DC/AC Ratio at POI |  |  | 1.4 | 1.4 | 1.35 | 1.35 | 1.35 | 1.4 | 1.35 | 1.35 | 1.35 | 1.35 | 1.35 | 1.35 |  | TRUE | OK | 1.4 |  | 500 | TRUE | TRUE | 1.35 | 1.35
| T_A_20 |  | Plant DC Size (MWdc) (Information Only) |  |  | 280 | 280 | 108 | 108 | 108 | 280 | 108 | 108 | 108 | 108 | 108 | 108 |  | TRUE | OK | 280 | NO | 0 | TRUE | TRUE | 108 | 108
| T_A_21 |  | GCR |  |  | 0.4 | 0.4 | 0.34 | 0.34 | 0.34 | 0.4 | 0.34 | 0.34 | 0.34 | 0.34 | 0.34 | 0.34 |  | TRUE | OK | 0.4 |  | 500 | TRUE | TRUE | 0.34 | 0.34
| T_A_22 |  | Solar Design Minimum Temperature [°C] |  | https://www.weather.gov/wrh/climate | -10 | -10 | -32 | -32 | -32 | -10 | -32 | -32 | -32 | -32 | -32 | -32 |  | TRUE |  | -10 |  | 500 | TRUE | TRUE | -32 | -32
| T_A_23 |  | Solar Design Maximum Temperature [°C] |  |  | 50 | 50 | 40 | 40 | 40 | 50 | 40 | 40 | 40 | 40 | 40 | 40 |  | TRUE | OK | 50 |  | 500 | TRUE | TRUE | 40 | 40
| T_A_768 |  | ASCE 7 Code |  |  | ASCE 7-22 | ASCE 7-22 | ASCE 7-22 | ASCE 7-22 | ASCE 7-22 | ASCE 7-22 | ASCE 7-22 | ASCE 7-22 | ASCE 7-22 | ASCE 7-22 | ASCE 7-22 | ASCE 7-22 | ASCE 7-22 | [5 empty] | TRUE | TRUE | ASCE 7-22 | ASCE 7-22
| T_A_24 | Does not impact model at this time | ASCE 7 Risk Category | ASCE | https://asce7hazardtool.online/ | [13 empty] | 2 | OK | II |  | 500 | TRUE | TRUE | II | II | bar: H to S
| T_A_25 |  | Snow Load (psf) |  |  | 0 PSF | 0 PSF | 40 PSF | 40 PSF | 40 PSF | 0 PSF | 40 PSF | 40 PSF | 40 PSF | 40 PSF | 40 PSF | 40 PSF |  | 1 | OK | 0 PSF |  | 500 | TRUE | TRUE | 40 PSF | 40 PSF
| T_A_26 |  | Wind Load (mph) |  |  | 105 MPH | 105 MPH | 110 MPH | 110 MPH | 110 MPH | 105 MPH | 110 MPH | 110 MPH | 110 MPH | 110 MPH | 110 MPH | 110 MPH |  | 1 | OK | 105 MPH |  | 500 | TRUE | TRUE | 110 MPH | 110 MPH
| T_A_27 |  | Construction Schedule | (Days) |  | 578 | 578 | 515 | 515 | 548 | 578 | 395 | 395 | 515 | 578 | 515 | 578 | #VALUE! | TRUE |  |  |  | 500 | FALSE | FALSE | 395 | 395
| T_A_28 |  | Earliest Start Date (site work) |  |  | 2025-06-01 | 2025-06-01 | 2026-03-02 | 2026-03-02 | 2025-06-01 | 2025-06-01 | 2025-08-31 | 2025-08-31 | 2026-03-02 | 2025-06-01 | 2026-03-02 | 2025-06-01 |  |  | OK | 2025-06-01 |  |  | FALSE | FALSE | 2025-08-31 | 2025-08-31
| T_A_29 |  | First Module Delivered |  |  | 2026-03-05 | 2026-03-05 | 2026-06-02 | 2026-06-02 | 2025-08-30 | 2026-03-05 | 2026-03-29 12:00 | 2026-03-29 12:00 | 2026-06-02 | 2026-03-05 | 2026-06-02 | 2026-03-05 |  |  |  | 2026-03-05 |  |  | FALSE | FALSE | 2026-03-29 12:00 | 2026-03-29 12:00
| T_A_31 |  | Backfeed Power Date (Sub In Service) |  |  | 2026-09-17 | 2026-09-17 | 2027-05-01 | 2027-05-01 | 2026-09-02 | 2026-09-17 | 2026-07-02 | 2026-07-02 | 2027-05-01 | 2026-09-17 | 2027-05-01 | 2026-09-17 | [6 empty] | FALSE | FALSE | 2026-07-02 | 2026-07-02
| T_A_32 |  | Intended COD |  |  | 2026-12-31 | 2026-12-31 | 2027-07-30 | 2027-07-30 | 2026-12-01 | 2026-12-31 | 2026-09-30 | 2026-09-30 | 2027-07-30 | 2026-12-31 | 2027-07-30 | 2026-12-31 |  | TRUE | OK | 2026-12-31 |  | 500 | FALSE | FALSE | 2026-09-30 | 2026-09-30 |  | COD
| T_A_33 |  | Modules |  |  | Ok | Ok | Ok | Ok | Ok | Ok | Ok | Ok | Ok | Ok | Ok | Ok | #N/A | [5 empty] | TRUE | TRUE | Ok | Ok |  | 2
| T_A_38 |  | Primary Blended Manufacturer | Pick List |  | BYD | BYD | BYD | BYD | BYD | BYD | BYD | BYD | BYD | BYD | BYD | BYD |  | 7 | OK | BYD |  | 100 | TRUE | TRUE | BYD | BYD
| T_A_39 |  | Primary Blended Module Wp |  |  | 585 | 585 | 585 | 585 | 565 | 585 | 585 | 565 | 585 | 585 | 585 | 585 |  |  | OK | 585 |  | 100 | FALSE | TRUE | 565 | 565
| T_A_40 |  | Primary Blended Module Manufacturer & Size |  |  | BYD 585 | BYD 585 | BYD 585 | BYD 585 | BYD 565 | BYD 585 | BYD 585 | BYD 565 | BYD 585 | BYD 585 | BYD 585 | BYD 585 | [6 empty] | FALSE | TRUE | BYD 565 | BYD 565
| T_A_37 |  | Primary Blended Module Price ($/Wdc) |  |  | 0.3 | 0.3 | 0.29636 | 0.29636 | 0.30538 | 0.3 | 0.3 | 0.32 | 0.29636 | 0.29636 | 0.29636 | 0.29636 |  |  | OK | 0.3 |  |  | FALSE | FALSE | 0.32 | 0.32 |  | Module
| T_A_45 |  | Safe Harbor? |  |  | Yes | Yes | Yes | Yes | Yes | Yes | Yes | Yes | Yes | Yes | Yes | Yes | [6 empty] | TRUE | TRUE | Yes | Yes |  | Pricing
| T_A_46 |  | Safe Harbor % |  |  | 14% | 14% | 14% | 14% | 14% | 14% | 14% | 14% | 14% | 14% | 14% | 14% | [6 empty] | TRUE | TRUE | 14% | 14% |  | 3
| T_A_41 |  | Safe Harbor Module Manufacturer | Pick List |  | Jinko | Jinko | Jinko | Jinko | Jinko | Jinko | Jinko | Jinko | Jinko | Jinko | Jinko | Jinko |  | 5 | OK | Jinko |  | 100 | TRUE | TRUE | Jinko | Jinko
| T_A_42 |  | Safe Harbor Module Wp |  |  | 390 | 390 | 390 | 390 | 390 | 390 | 390 | 390 | 390 | 390 | 390 | 390 |  |  | OK | 390 |  | 100 | TRUE | TRUE | 390 | 390
| T_A_43 |  | Safe Harbor Module Manufacturer & Size |  |  | Jinko 390 | Jinko 390 | Jinko 390 | Jinko 390 | Jinko 390 | Jinko 390 | Jinko 390 | Jinko 390 | Jinko 390 | Jinko 390 | Jinko 390 | Jinko 390 | [6 empty] | TRUE | TRUE | Jinko 390 | Jinko 390
| T_A_44 |  | Safe Harbor Module Price ($/Wdc) |  |  | 0.385 | 0.385 | 0.385 | 0.385 | 0.385 | 0.385 | 0.385 | 0.385 | 0.385 | 0.385 | 0.385 | 0.385 |  |  | OK | 0.385 |  |  | TRUE | TRUE | 0.385 | 0.385
| T_A_34 |  | Module Manufacturer | Blended |  | Blended | Blended | Blended | Blended | Blended | Blended | Blended | Blended | Blended | Blended | Blended | Blended | [6 empty] | TRUE | TRUE | Blended | Blended
| T_A_35 |  | Module Wp | Blended |  | 570 | 570 | 570 | 570 | 555 | 570 | 570 | 555 | 570 | 570 | 570 | 570 | [6 empty] | FALSE | TRUE | 555 | 555 |  | Safe Harbor
| T_A_36 |  | Module Manufacturer & Size | Blended |  | BYD_NLBK36_MC_BF_570 | BYD_NLBK36_MC_BF_570 | BYD_NLBK36_MC_BF_570 | BYD_NLBK36_MC_BF_570 | BYD_NLBK36_MC_BF_555 | BYD_NLBK36_MC_BF_570 | BYD_NLBK36_MC_BF_570 | BYD_MLTK_MC_BF_555 | BYD_NLBK36_MC_BF_570 | BYD_NLBK36_MC_BF_570 | BYD_NLBK36_MC_BF_570 | BYD_NLBK36_MC_BF_570 | [6 empty] | FALSE | FALSE | BYD_MLTK_MC_BF_555 | BYD_MLTK_MC_BF_555 |  | Modules
| T_A_755 |  | Module Type | Blended |  | 144 Cell | 144 Cell | 144 Cell | 144 Cell | 144 Cell | 144 Cell | 144 Cell | 144 Cell | 144 Cell | 144 Cell | 144 Cell | 144 Cell | [6 empty] | TRUE | TRUE | 144 Cell | 144 Cell |  | 3
| T_A_743 |  | Module Length | Blended | mm | 2278 | 2278 | 2278 | 2278 | 2278 | 2278 | 2278 | 2278 | 2278 | 2278 | 2278 | 2278 | [6 empty] | TRUE | TRUE | 2278 | 2278
| T_A_744 |  | Module Width | Blended | mm | 1134 | 1134 | 1134 | 1134 | 1134 | 1134 | 1134 | 1134 | 1134 | 1134 | 1134 | 1134 | [6 empty] | TRUE | TRUE | 1134 | 1134
| T_A_745 |  | Module Vmpp | Blended |  | 42.07 | 42.07 | 42.07 | 42.07 | 41.64 | 42.07 | 42.07 | 42.71 | 42.07 | 42.07 | 42.07 | 42.07 | [6 empty] | FALSE | FALSE | 42.71 | 42.71
| T_A_746 |  | Module Amps (Isc) | Blended |  | 16.4565 | 16.4565 | 16.4565 | 16.4565 | 16.1805 | 16.4565 | 16.4565 | 15.7055 | 16.4565 | 16.4565 | 16.4565 | 16.4565 | [6 empty] | FALSE | FALSE | 15.7055 | 15.7055
| T_A_753 |  | Module Impp | Blended |  | 15.5825 | 15.5825 | 15.5825 | 15.5825 | 15.3295 | 15.5825 | 15.5825 | 14.9435 | 15.5825 | 15.5825 | 15.5825 | 15.5825 | [6 empty] | FALSE | FALSE | 14.9435 | 14.9435
| T_A_47 |  | DC Collection Voltage (V) |  |  | 1500 | 1500 | 1500 | 1500 | 1500 | 1500 | 1500 | 1500 | 1500 | 1500 | 1500 | 1500 | 1500 | [5 empty] | TRUE | TRUE | 1500 | 1500
| T_A_48 |  | Modules per String |  |  | 27 | 27 | 26 | 26 | 26 | 27 | 26 | 26 | 26 | 26 | 26 | 26 | [6 empty] | TRUE | TRUE | 26 | 26
| T_A_756 |  | Strings per Circuit |  |  | 2 | 2 | 2 | 2 | 2 | 2 | 2 | 2 | 2 | 2 | 2 | 2 | [6 empty] | TRUE | TRUE | 2 | 2
| T_A_740 |  | PV Design Inputs | [20 empty] | TRUE | TRUE | 0 | 0
| T_A_53 |  | Type of Inverter | here |  | Central | Central | Central | Central | Central | Central | Central | Central | Central | Central | Central | Central |  | TRUE | OK | Central |  | 500 | TRUE | TRUE | Central | Central
| T_A_738 |  | Multiplier for AC Overbuild |  |  | 1.12 | 1.12 | 1.12 | 1.12 | 1.12 | 1.12 | 1.12 | 1.08 | 1.12 | 1.08 | 1.12 | 1.08 | [6 empty] | FALSE | FALSE | 1.08 | 1.08
| T_A_54 |  | AC Overbuild |  |  | 13.1% | 13.1% | 15.29% | 15.29% | 15.29% | 13.1% | 15.29% | 10.27% | 15.29% | 10.27% | 15.29% | 10.27% | [6 empty] | FALSE | FALSE | 10.27% | 10.27%
| T_A_57 |  | Quantity of Inverters |  |  | 58 | 58 | 23 | 23 | 23 | 58 | 23 | 22 | 23 | 22 | 23 | 22 | [6 empty] | FALSE | FALSE | 22 | 22
| T_A_58 |  | Inverter Load Ratio | (DC/AC on Inverter) | (Check <1.5) | 1.2378 | 1.2378 | 1.171 | 1.171 | 1.171 | 1.2378 | 1.171 | 1.2242 | 1.171 | 1.2242 | 1.171 | 1.2242 | [6 empty] | FALSE | FALSE | 1.2242 | 1.2242
| T_A_59 |  | Maximum DC/AC Inverter Ratio (From Vender) |  |  | 1.5 | 1.5 | 1.5 | 1.5 | 1.5 | 1.5 | 1.5 | 1.5 | 1.5 | 1.5 | 1.5 | 1.5 | [6 empty] | TRUE | TRUE | 1.5 | 1.5
| T_A_60 |  | Power Conversion Unit "PCU" Basis |  |  | FS4200M | FS4200M | FS4010M | FS4010M | FS4010M | FS4200M | FS4010M | FS4010M | FS4010M | FS4010M | FS4010M | FS4010M |  | 18 | OK | FS4200M |  | 100 | TRUE | TRUE | FS4010M | FS4010M
| T_A_61 |  | Inverter Size (MVA@1.0PF) |  |  | 3.9 | 3.9 | 4.01 | 4.01 | 4.01 | 3.9 | 4.01 | 4.01 | 4.01 | 4.01 | 4.01 | 4.01 | [6 empty] | TRUE | TRUE | 4.01 | 4.01
| T_A_62 |  | Inverters Per PCU | [20 empty] | TRUE | TRUE | 1 | 1 | bar: H to S
| T_A_63 |  | PCU Transformer Size (MVA) |  |  | 3.9 | 3.9 | 4.01 | 4.01 | 4.01 | 3.9 | 4.01 | 4.01 | 4.01 | 4.01 | 4.01 | 4.01 | [6 empty] | TRUE | TRUE | 4.01 | 4.01
| T_A_64 |  | PCU Delivered as Skid? |  |  | Yes | Yes | Yes | Yes | Yes | Yes | Yes | Yes | Yes | Yes | Yes | Yes | #N/A | [5 empty] | TRUE | TRUE | Yes | Yes
| T_A_65 |  | MV AC Collection Voltage (kV) |  |  | 34.5 | 34.5 | 34.5 | 34.5 | 34.5 | 34.5 | 34.5 | 34.5 | 34.5 | 34.5 | 34.5 | 34.5 | 34.5 | [5 empty] | TRUE | TRUE | 34.5 | 34.5
| T_A_748 |  | Inverter Max Input Amps (Isc) |  |  | 4590 | 4590 | 4590 | 4590 | 4590 | 4590 | 4590 | 4590 | 4590 | 4590 | 4590 | 4590 | [6 empty] | TRUE | TRUE | 4590 | 4590
| T_A_66 |  | Inverter Load Ratio Check | [20 empty] | TRUE | TRUE | Ok | Ok | bar: H to S
| T_A_67 |  | Module Support System | [20 empty] | TRUE | TRUE | 0 | 0
| T_A_68 |  | Racking System Type | Pick First |  | S-Track | S-Track | S-Track | S-Track | S-Track | S-Track | S-Track | S-Track | S-Track | S-Track | S-Track | S-Track |  | TRUE | OK | S-Track |  | 500 | TRUE | TRUE | S-Track | S-Track
| T_A_69 |  | Racking Manufacturer | Pick Second |  | Jafe Dist | Jafe Dist | Jafe Dist | Jafe Dist | Jafe Dist | Jafe Dist | Jafe Dist | Jafe Dist | Jafe Dist | Jafe Dist | Jafe Dist | Jafe Dist | Jafe Dist | [5 empty] | TRUE | TRUE | Jafe Dist | Jafe Dist
| T_A_70 |  | Module Orientation |  |  | Portrait 1 | Portrait 1 | Portrait 1 | Portrait 1 | Portrait 1 | Portrait 1 | Portrait 1 | Portrait 1 | Portrait 1 | Portrait 1 | Portrait 1 | Portrait 1 |  | TRUE | OK | Portrait 1 |  | 100 | TRUE | TRUE | Portrait 1 | Portrait 1
| T_A_71 |  | Drive Type |  |  | Distributed | Distributed | Distributed | Distributed | Distributed | Distributed | Distributed | Distributed | Distributed | Distributed | Distributed | Distributed | N/A | [5 empty] | TRUE | TRUE | Distributed | Distributed
| T_A_72 |  | Leading Panel Edge Heigth Above Grade |  | Ft. | 2.4685 | 2.4685 | 2.4685 | 2.4685 | 2.4685 | 2.4685 | 2.4685 | 2.4685 | 2.4685 | 2.4685 | 2.4685 | 2.4685 |  | TRUE | OK | 2.4685 |  | 500 | TRUE | TRUE | 2.4685 | 2.4685
| T_A_73 |  | Last Fixed Panel Edge Heigth Above Grade |  | Ft. | Not Required | Not Required | Not Required | Not Required | Not Required | Not Required | Not Required | Not Required | Not Required | Not Required | Not Required | Not Required | #N/A | [5 empty] | TRUE | TRUE | Not Required | Not Required
| T_A_74 |  | Racking Tilt (°) | (You can change this, However You Own It Now) |  | 0 | 0 | 0 | 0 | 0 | 0 | 0 | 0 | 0 | 0 | 0 | 0 |  | TRUE | OK | 0 |  | 100 | TRUE | TRUE | 0 | 0
| T_A_75 |  | Racking Support Posts / Piles | [20 empty] | TRUE | TRUE | 0 | 0
| T_A_76 |  | PCU Foundation Type | Pick List |  | Steel Pile | Steel Pile | Steel Pile | Steel Pile | Steel Pile | Steel Pile | Steel Pile | Steel Pile | Steel Pile | Steel Pile | Steel Pile | Steel Pile | Steel Pile | [5 empty] | TRUE | TRUE | Steel Pile | Steel Pile
| T_A_77 |  | Racking Post Type |  |  | Steel Pile | Steel Pile | Steel Pile | Steel Pile | Steel Pile | Steel Pile | Steel Pile | Steel Pile | Steel Pile | Steel Pile | Steel Pile | Steel Pile | Steel Pile | [5 empty] | TRUE | TRUE | Steel Pile | Steel Pile
| T_A_78 |  | Predrilling Type |  |  | Pre Drill | None | None | Pre Drill | Pre Drill | None | Pre Drill | Pre Drill | Pre Drill | Pre Drill | Pre Drill | Pre Drill | Pre Drill | [5 empty] | TRUE | TRUE | Pre Drill | Pre Drill
| T_A_79 |  | Predrilling % |  |  | 0% | 0% | 100% | 100% | 100% | 0% | 100% | 100% | 100% | 100% | 100% | 100% |  | TRUE | OK | 0 | NO | 0 | TRUE | TRUE | 100% | 100%
| T_A_80 |  | DC Wiring | [20 empty] | TRUE | TRUE
| T_A_81 |  | DC String Wiring Detail |  |  | Daisy Chain | Daisy Chain | Daisy Chain | Daisy Chain | Daisy Chain | Daisy Chain | Daisy Chain | Daisy Chain | Daisy Chain | Daisy Chain | Daisy Chain | Daisy Chain | Daisy Chain | [5 empty] | TRUE | TRUE | Daisy Chain | Daisy Chain
| T_A_82 | For First Solar Use 4 Times "Jinko" Strings Length for Fixed. For trackers use 9 and 4. Then set the number of s-trackers per row equal to one. In the model tab, adjust the strings per circuit to 6.5 | String Lengths per Table |  |  | 3 | 3 | 3 | 3 | 3 | 3 | 3 | 3 | 3 | 3 | 3 | 3 | 1 | [5 empty] | TRUE | TRUE | 3 | 3
| T_A_84 |  | S-Trackers per Row (Distributed Only) | [20 empty] | TRUE | TRUE | 1 | 1 | bar: H to T
| T_A_90 |  | DC Cable Collection Support System | Pick List |  | Underground | Underground | Underground | Underground | Underground | Underground | Underground | Underground | Underground | Underground | Underground | Underground | Underground | [5 empty] | TRUE | TRUE | Underground | Underground
| T_A_91 |  | PCU Block Layout | [20 empty] | TRUE | TRUE | 0 | 0
| T_A_92 |  | Inverter Location to DC Block |  |  | Middle | Middle | Middle | Middle | Middle | Middle | Middle | Middle | Middle | Middle | Middle | Middle | Middle | [5 empty] | TRUE | TRUE | Middle | Middle
| T_A_93 |  | Inverter Spacing (needed) |  | Ft. | 24 | 24 | 24 | 24 | 24 | 24 | 24 | 24 | 24 | 24 | 24 | 24 | 24 | [5 empty] | TRUE | TRUE | 24 | 24
| T_A_94 |  | Quantity of Blocks |  | Ea. | 58 | 58 | 23 | 23 | 23 | 58 | 23 | 22 | 23 | 22 | 23 | 22 | #VALUE! | [5 empty] | FALSE | FALSE | 22 | 22
| T_A_97 |  | Block Length |  | Ft. | 856.7177 | 857.8699 | 917.6876 | 929.9786 | 930.0063 | 857.8699 | 917.6876 | 950.9079 | 917.6876 | 938.3124 | 917.6876 | 938.3124 | #VALUE! | [5 empty] | FALSE | FALSE | 950.9079 | 950.9079
| T_A_99 |  | Site Layout (Excluding Collection Yard) | [20 empty] | TRUE | TRUE | 0 | 0
| T_A_100 |  | Date of Site Plan |  |  | None | None | None | None | None | None | None | None | None | None | None | None | None | [5 empty] | TRUE | TRUE | None | None
| T_A_101 |  | Terrain |  |  | Flat Land | Flat Land | Hilly | Hilly | Hilly | Flat Land | Hilly | Hilly | Hilly | Hilly | Hilly | Hilly |  | 1 | OK | Flat Land |  | 100 | TRUE | TRUE | Hilly | Hilly
| T_A_104 |  | Site Length |  | Ft. | 6524.5673 | 6533.3426 | 4401.0751 | 4460.0207 | 4460.1536 | 6533.3426 | 4401.0751 | 4460.1536 | 4401.0751 | 4401.0751 | 4401.0751 | 4401.0751 | #VALUE! | [5 empty] | FALSE | TRUE | 4460.1536 | 4460.1536
| T_A_106 | Estimator should adjust this value based on takeoff. | Solar Area (minimum required, No Switch Yard) Ac. |  |  | 977.2683 | 979.8989 | 444.6599 | 456.6507 | 456.6779 | 979.8989 | 444.6599 | 456.6779 | 444.6599 | 444.6599 | 444.6599 | 444.6599 | #VALUE! | [5 empty] | FALSE | TRUE | 456.6779 | 456.6779
| T_A_107 |  | Engineering Effort |  |  | Low | Low | Medium | Medium | Medium | Low | Medium | Medium | Medium | Medium | Medium | Medium | #N/A | [5 empty] | TRUE | TRUE | Medium | Medium
| T_A_108 |  | Clearing Effort |  |  | None | None | None | None | None | None | None | None | None | None | None | None |  | 8 | OK | None |  | 100 | TRUE | TRUE | None | None
| T_A_109 |  | Drainage Effort |  |  | Low | Low | Medium | Low | Low | Low | Low | Low | Low | Low | Low | Low | #N/A | [5 empty] | TRUE | TRUE | Low | Low
| T_A_110 |  | Erosion Control |  |  | Low | Low | Low | Low | Low | Low | Low | Low | Low | Low | Low | Low | #N/A | [5 empty] | TRUE | TRUE | Low | Low
| T_A_111 |  | Site Complexity |  |  | Low | Low | Medium | Medium | Medium | Low | Medium | Medium | Medium | Medium | Medium | Medium | #N/A | [5 empty] | TRUE | TRUE | Medium | Medium
| T_A_741 |  | Desert Tortoise Habitat | [15 empty] | 1 | OK | No | NO | 0 | TRUE | TRUE | No | No | bar: H to S
| T_A_112 |  | BESS Technology | [20 empty] | TRUE | TRUE | No | No | bar: H to S
| T_A_135 |  | Installation Location Type |  |  | None | None | None | None | None | None | None | None | None | None | None | None | [6 empty] | TRUE | TRUE | None | None
| T_A_154 |  | Do BESS and Solar need to discharge simultaneously? | [20 empty] | TRUE | TRUE | No | No | bar: H to S
| T_A_122 |  | Installed MWh Capacity (Initial) |  |  | 720.921 | 720.921 | 720.921 | 720.921 | 720.921 | 720.921 | 720.921 | 78.267 | 720.921 | 78.267 | 720.921 | 78.267 |  | TRUE | 720.921 | 720.921 | NO | 0 | FALSE | FALSE | 125 | 125
| T_A_170 |  | SITE SPECIFIC INPUTS | [20 empty] | TRUE | TRUE
| T_A_171 |  | Road Construction | [20 empty] | TRUE | TRUE
| T_A_172 |  | Service Road Width [ft] |  |  | 12 | 12 | 12 | 12 | 12 | 12 | 12 | 12 | 12 | 12 | 12 | 12 | 12 | [5 empty] | TRUE | TRUE | 12 | 12
| T_A_173 |  | Site Perimeter Road | [15 empty] | 1 | OK | No | NO | 0 | TRUE | TRUE | No | No | bar: H to S
| T_A_174 | Estimator should adjust this value based on takeoff. | Service Road, Ft per PCU |  | Lf. | 841.9467 | 843.0791 | 877.7881 | 1075.3096 | 1075.715 | 843.0791 | 1061.4663 | 907.6848 | 1061.4663 | 1083.08 | 1061.4663 | 895.6618 | #VALUE! | [5 empty] | FALSE | FALSE | 1097.6189 | 1097.6189
| T_A_175 |  | Access Road, Ft |  |  | 0 | 0 | 0 | 1098 | 1098 | 0 | 1098 | 0 | 1098 | 1098 | 1098 | 0 | 0 | [5 empty] | TRUE | TRUE | 1098 | 1098
| T_A_176 |  | Restore Roads? | No | [19 empty] | TRUE | TRUE | No | No | bar: H to T
| T_A_177 |  | Land Use |  |  | Ranching | Ranching | Ranching | Ranching | Ranching | Ranching | Ranching | Ranching | Ranching | Ranching | Ranching | Ranching |  | 5 | OK | Ranching |  | 100 | TRUE | TRUE | Ranching | Ranching
| T_A_178 |  | Gravel Pit On-Site | No |  | No | Yes | Yes | No | No | No | No | No | No | No | No | No | No | [5 empty] | TRUE | TRUE | No | No
| T_A_179 |  | Distance to Gravel/Gravel Pit to Site Area, in Miles |  |  | 10 | 10 | 10 | 10 | 10 | 10 | 10 | 15 | 10 | 15 | 10 | 15 |  | TRUE |  | 10 |  | 100 | FALSE | FALSE | 15 | 15
| T_A_180 |  | Road Cross Section (in. gravel) |  |  | 6 | 4 | 4 | 6 | 6 | 6 | 6 | 6 | 6 | 6 | 6 | 6 | #N/A | [5 empty] | TRUE | TRUE | 6 | 6
| T_A_181 |  | Geo-Tech Fabric for Roads (4 to 6 Ft) |  |  | No | No | No | No | No | No | No | No | No | No | No | No | #N/A | [5 empty] | TRUE | TRUE | No | No
| T_A_182 |  | Soil Stabilization for Roads? |  |  | No | No | No | No | No | No | No | No | No | No | No | No | #N/A | [5 empty] | TRUE | TRUE | No | No
| T_A_183 |  | Road Blasting (4 to 6 Ft) |  |  | No | No | No | No | No | No | No | No | No | No | No | No | #N/A | [5 empty] | TRUE | TRUE | No | No
| T_A_184 |  | Electrical Collection | [20 empty] | TRUE | TRUE
| T_A_185 | Estimator should adjust this value based on takeoff. | Collection Trench btwn PCU |  | Ft. | 709.0077 | 709.9613 | 758.0898 | 664.56 | 664.5798 | 709.9613 | 655.7769 | 778.0156 | 655.7769 | 767.7101 | 655.7769 | 767.7101 | #VALUE! | [5 empty] | FALSE | FALSE | 673.0135 | 673.0135
| T_A_186 | Estimator should adjust this value based on takeoff. | Collection Trench HR |  | Ft. | 8422.1857 | 3373.4053 | 1944.1749 | 6664.2244 | 6664.4229 | 3373.4053 | 6575.6536 | 1970.2728 | 6575.6536 | 1944.1749 | 6575.6536 | 1944.1749 | #VALUE! | [5 empty] | FALSE | FALSE | 6663.9228 | 6663.9228
| T_A_187 |  | Engineered Fill for Electrical Trenching | [20 empty] | TRUE | TRUE | No | No | bar: H to T
| T_A_188 |  | Substation LV Circuits (LV Breakers) |  |  | 3 | 3 | 1 | 1 | 1 | 3 | 1 | 1 | 1 | 1 | 1 | 1 | #VALUE! | [5 empty] | TRUE | TRUE | 1 | 1
| T_A_189 |  | Collection Home Runs |  |  | 10 | 10 | 4 | 4 | 4 | 10 | 4 | 4 | 4 | 4 | 4 | 4 | #VALUE! | [5 empty] | TRUE | TRUE | 4 | 4
| T_A_190 |  | Cable Cross Bonding Required (on homeruns) | [20 empty] | TRUE | TRUE | No | No | bar: H to T
| T_A_191 |  | Overhead Collection (miles) |  |  | 0 | 0 | 0 | 0 | 0 | 0 | 0 | 0 | 0 | 0 | 0 | 0 | 0 | [5 empty] | TRUE | TRUE | 0 | 0
| T_A_192 |  | Overhead Collection (number of Circuits) |  |  | 0 | 0 | 0 | 0 | 0 | 0 | 0 | 0 | 0 | 0 | 0 | 0 | 0 | [5 empty] | TRUE | TRUE | 0 | 0
| T_A_193 |  | Other | [20 empty] | TRUE | TRUE | 0 | 0
| T_A_194 |  | O & M Building |  |  | Excluded | Excluded | Excluded | Expansion - 2,500 SF | Expansion - 2,500 SF | Excluded | Expansion - 7,500 SF | Expansion - 7,500 SF | Expansion - 7,500 SF | Expansion - 7,500 SF | Expansion - 2,500 SF | Expansion - 2,500 SF |  | 1 | OK | Excluded |  | 500 | FALSE | FALSE | Expansion - 7,500 SF | Expansion - 7,500 SF |  | O&M Building Smaller
| T_A_195 |  | SOILS: | [20 empty] | TRUE | TRUE | 0 | 0 |  | 4
| T_A_196 |  | Seismic Zone | [20 empty] | FALSE | FALSE | Zone 2A | Zone 2A | bar: H to T
| T_A_197 |  | Soil Class: Type of Soil Surface (4 to 6 Ft) |  |  | 4 - Hard Clays/Sands, Glacial till | 4 - Hard Clays/Sands, Glacial till | 4 - Hard Clays/Sands, Glacial till | 4 - Hard Clays/Sands, Glacial till | 4 - Hard Clays/Sands, Glacial till | 4 - Hard Clays/Sands, Glacial till | 4 - Hard Clays/Sands, Glacial till | 4 - Hard Clays/Sands, Glacial till | 4 - Hard Clays/Sands, Glacial till | 4 - Hard Clays/Sands, Glacial till | 4 - Hard Clays/Sands, Glacial till | 4 - Hard Clays/Sands, Glacial till |  | 5 | OK | 4 - Hard Clays/Sands, Glacial till |  | 100 | TRUE | TRUE | 4 - Hard Clays/Sands, Glacial till | 4 - Hard Clays/Sands, Glacial till
| T_A_198 | [22 empty] | TRUE | TRUE
| T_A_199 |  | Depth to Water Table |  |  | >4ft | >4ft | >4ft | >4ft | >4ft | >4ft | >4ft | >4ft | >4ft | >4ft | >4ft | >4ft |  | 1 | OK | >4ft | NO | 0 | TRUE | TRUE | >4ft | >4ft
| T_A_201 |  | Soil Hardness (4 to 6 Ft) |  |  | High | High | High | High | High | High | High | High | High | High | High | High | #N/A | [5 empty] | TRUE | TRUE | High | High
| T_A_202 | Does not impact model at this time | Soil Resistivity (4 to 6 FT) |  |  | Normal | Normal | Normal | Normal | Normal | Normal | Normal | Normal | Normal | Normal | Normal | Normal | #N/A | [5 empty] | TRUE | TRUE | Normal | Normal
| T_A_203 | Does not impact model at this time | Soil Thermo properities (4 to 6 Ft) |  |  | Vry Good | Vry Good | Vry Good | Vry Good | Vry Good | Vry Good | Vry Good | Vry Good | Vry Good | Vry Good | Vry Good | Vry Good | #N/A | [5 empty] | TRUE | TRUE | Vry Good | Vry Good
| T_A_204 |  | Electrical Interconnection Requirements for GenTie Limited to (1) Circuit |  |  | No | No | No | No | No | No | No | No | No | No | No | No | #VALUE! | [5 empty] | FALSE | FALSE | 0 | 0
| T_A_754 |  | POI Operating Voltage |  | Kv | 230 | 230 | 34.5 | 34.5 | 34.5 | 230 | 34.5 | 34.5 | 34.5 | 34.5 | 34.5 | 34.5 |  | 6 | OK | 230 |  | 500 | FALSE | FALSE | 115 | 115 |  | Kv Size 115 to 35
| T_A_205 |  | Universal Solar Substation High Side Voltage Kv |  |  | 230 | 230 | 34.5 | 34.5 | 34.5 | 230 | 34.5 | 34.5 | 34.5 | 34.5 | 34.5 | 34.5 | REJECTED | [5 empty] | FALSE | FALSE | 115 | 115 |  | 5
| T_A_206 |  | Interconnect Voltage Kv |  | Kv | 230 | 230 | 34.5 | 34.5 | 34.5 | 230 | 34.5 | 34.5 | 34.5 | 34.5 | 34.5 | 34.5 | REJECTED | [5 empty] | FALSE | FALSE | 115 | 115
| T_A_207 |  | Substation Configuration |  |  | Standard | Standard | Standard | Standard | Standard | Standard | Standard | Standard | Standard | Standard | Standard | Standard | Standard | [5 empty] | TRUE | TRUE | Standard | Standard
| T_A_208 |  | Number Of Transformers |  |  | 1 | 1 | 0 | 0 | 0 | 1 | 0 | 0 | 0 | 0 | 0 | 0 |  | TRUE | OK | 1 |  | 50 | FALSE | FALSE | 1 | 1
| T_A_209 | P50 assumption for all projects: Transformer MVA limited to 225MVA or less; Sizes only come in 85,115,170, or 225 MVA | Total Transformer Mva |  | Mva | 223 | 223 | 89 | 89 | 89 | 223 | 89 | 89 | 89 | 89 | 89 | 89 | [6 empty] | TRUE | TRUE | 89 | 89
| T_A_210 |  | Number of High Voltage Breakers |  | Ea. | 2 | 1 | 0 | 0 | 0 | 1 | 0 | 0 | 0 | 0 | 0 | 0 | [6 empty] | TRUE | TRUE | 0 | 0
| T_A_211 |  | Number of Take-Off Towers |  | Ea. | 1 | 1 | 1 | 0 | 0 | 1 | 0 | 1 | 0 | 0 | 0 | 1 | 1 | [5 empty] | TRUE | TRUE | 0 | 0
| T_A_212 |  | Cap Banks LV or HV | [20 empty] | TRUE | TRUE | LV | LV | bar: H to T
| T_A_213 |  | Cap Banks number of |  | Ea. | 2 | 0 | 0 | 1 | 1 | 2 | 1 | 1 | 1 | 1 | 1 | 1 | #VALUE! | [5 empty] | TRUE | TRUE | 1 | 1
| T_A_214 |  | Cap Banks MVAR |  | MVAR | 12 | 0 | 0 | 12 | 12 | 12 | 12 | 12 | 12 | 12 | 12 | 12 | #VALUE! | [5 empty] | TRUE | TRUE | 12 | 12
| T_A_215 |  | Reactor Banks LV - Side Number of |  | Ea. | 0 | 0 | 0 | 0 | 0 | 0 | 0 | 0 | 0 | 0 | 0 | 0 | 0 | [5 empty] | TRUE | TRUE | 0 | 0
| T_A_216 |  | Reactor Banks LV - MVAR |  | MVAR | 0 | 0 | 0 | 0 | 0 | 0 | 0 | 0 | 0 | 0 | 0 | 0 | 0 | [5 empty] | TRUE | TRUE | 0 | 0
| T_A_217 |  | Interconnect Switchyard |  |  | No Requirements | No Requirements | No Requirements | No Requirements | No Requirements | No Requirements | No Requirements | No Requirements | No Requirements | No Requirements | No Requirements | No Requirements |  | 3 | OK | No Requirements | NO | 0 | TRUE | TRUE | No Requirements | No Requirements
| T_A_218 |  | Interconnect Switchyard Configuration |  |  | Excluded |  |  | Excluded | Excluded | Excluded | Excluded | Excluded | Excluded | Excluded | Excluded | Excluded |  | 7 | OK | Excluded |  | 500 | TRUE | TRUE | Excluded | Excluded
| T_A_781 |  | Interconnect Switchyard Design Specification |  |  | No Requirements |  |  | No Requirements | No Requirements | No Requirements | No Requirements | No Requirements | No Requirements | No Requirements | No Requirements | No Requirements |  | 3 | OK | No Requirements |  | 500 | TRUE | TRUE | No Requirements | No Requirements
| T_A_219 |  | Gen Tie Line, Distance (Miles) A/G |  | Miles | 0 | 0 | 0 | 0 | 0 | 0 | 0 | 0 | 0 | 0 | 0 | 0 | [6 empty] | TRUE | TRUE
| T_A_238 |  | Estimate Basis: |  |  | USA Database | USA Database | USA Database | USA Database | USA Database | USA Database | USA Database | USA Database | USA Database | USA Database | USA Database | USA Database | #N/A | [5 empty] | TRUE | TRUE | USA Database | USA Database
| T_A_239 |  | Reference EPC Pricing |  |  | Q2 2023 Model | Q2 2023 Model | Q2 2023 Model | Q4 2023 Model | Q4 2023 Model | Q4 2023 Model | Q4 2023 Model | Q4 2023 Model | Q4 2023 Model | Q4 2023 Model | Q4 2023 Model | Q4 2023 Model | Q4 2023 Model | [5 empty] | TRUE | TRUE | Q4 2023 Model | Q4 2023 Model
| T_A_240 |  | Construction Requirements |  |  | Non-Union | Non-Union | Non-Union | Non-Union | Non-Union | Non-Union | Non-Union | Non-Union | Non-Union | Non-Union | Non-Union | Non-Union |  | 2 | OK | Non-Union |  | 500 | TRUE | TRUE | Non-Union | Non-Union
| T_A_241 |  | Metropolitan Area Labor Assumed? | [20 empty] | TRUE | TRUE | No | No | bar: H to T
| T_A_242 |  | Load Bank Commissioning |  |  | Excluded | Excluded | Excluded | Excluded | Excluded | Excluded | Excluded | Excluded | Excluded | Excluded | Excluded | Excluded |  | 2 | OK | Excluded |  | 100 | TRUE | TRUE | Excluded | Excluded
| T_A_243 |  | Precommissing |  |  | Excluded | Excluded | Excluded | Excluded | Excluded | Excluded | Excluded | Excluded | Excluded | Excluded | Excluded | Excluded | Excluded | [5 empty] | TRUE | TRUE | Excluded | Excluded
| T_A_244 |  | Construction Acceleration |  |  | Excluded | Excluded | Excluded | Excluded | Excluded | Excluded | Excluded | Excluded | Excluded | Excluded | Excluded | Excluded | Excluded | [5 empty] | TRUE | TRUE | Excluded | Excluded
| T_A_245 |  | Winter Build |  |  | Excluded | Excluded | Excluded | Excluded | Excluded | Excluded | Excluded | Excluded | Excluded | Excluded | Excluded | Excluded | Excluded | [5 empty] | TRUE | TRUE | Excluded | Excluded
| T_A_246 |  | Design & Layout Information | [20 empty] | TRUE | TRUE
| T_A_247 |  | Project Energy / Utility |  |  | Energy | Energy | Energy | Energy | Energy | Energy | Energy | Energy | Energy | Energy | Energy | Energy |  | 1 | OK | Energy |  | 100 | TRUE | FALSE | Energy | BOT - NEER Spec
| T_A_248 |  | Solar Array | [14 empty] | No | [5 empty] | TRUE | TRUE | No | No | bar: Energy to Energy
| T_A_249 |  | Date of Solar Array |  |  | None | None | None | None | None | None | None | None | None | None | None | None | None | [5 empty] | TRUE | TRUE | None | None
| T_A_250 |  | Geo Tech Completed |  |  | No | No | No | Yes | Yes | No | No | No | No | No | No | No | No | [5 empty] | FALSE | FALSE | No | No
| T_A_251 |  | Foundation Design | [14 empty] | No | [5 empty] | TRUE | TRUE | No | No | bar: Energy to Energy
| T_A_252 |  | Roadway Layouts | [14 empty] | No | [5 empty] | TRUE | TRUE | No | No | bar: Energy to Energy
| T_A_253 |  | Quantities, Road work |  |  | Factored | Factored | Factored | Take-Offs | Take-Offs | Factored | Factored | Factored | Factored | Factored | Factored | Factored | Factored | [5 empty] | FALSE | FALSE | Factored | Factored
| T_A_254 |  | Collection Design | [14 empty] | No | [5 empty] | TRUE | TRUE | No | No | bar: Energy to Energy
| T_A_255 |  | Quantities, Collection |  |  | Factored | Factored | Factored | Take-Offs | Take-Offs | Factored | Factored | Factored | Factored | Factored | Factored | Factored | Factored | [5 empty] | FALSE | FALSE | Factored | Factored
| T_A_256 |  | Substation Design | [14 empty] | No | [5 empty] | TRUE | TRUE | No | No | bar: Energy to Energy
| T_A_257 |  | Interconnect Design | [14 empty] | No | [5 empty] | TRUE | TRUE | No | No | bar: Energy to Energy
| T_A_258 |  | Transmission Design | [14 empty] | No | [5 empty] | TRUE | TRUE | No | No | bar: Energy to Energy
| T_A_259 |  | Land Control | [14 empty] | No | [5 empty] | TRUE | TRUE | No | No | bar: Energy to Energy
| T_A_260 |  | Estimate Excludes: | [20 empty] | TRUE | TRUE
| T_A_261 |  | Electrical Integration |  |  | Excluded | Excluded | Excluded | Excluded | Excluded | Excluded | Excluded | Excluded | Excluded | Excluded | Excluded | Excluded | Excluded | [5 empty] | TRUE | TRUE | Excluded | Excluded
| T_A_262 |  | Permitting / Land costs |  |  | Excluded | Excluded | Excluded | Excluded | Excluded | Excluded | Excluded | Excluded | Excluded | Excluded | Excluded | Excluded | Excluded | [5 empty] | TRUE | TRUE | Excluded | Excluded
| T_A_263 |  | Development Costs |  |  | Excluded | Excluded | Excluded | Excluded | Excluded | Excluded | Excluded | Excluded | Excluded | Excluded | Excluded | Excluded | Excluded | [5 empty] | TRUE | TRUE | Excluded | Excluded
| T_A_264 |  | Wet Land Mitigation |  |  | Excluded | Excluded | Excluded | Excluded | Excluded | Excluded | Excluded | Excluded | Excluded | Excluded | Excluded | Excluded | Excluded | [5 empty] | TRUE | TRUE | Excluded | Excluded
| T_A_265 |  | Import Duties for Canada |  |  | Not Applicable | Not Applicable | Not Applicable | Not Applicable | Not Applicable | Not Applicable | Not Applicable | Not Applicable | Not Applicable | Not Applicable | Not Applicable | Not Applicable | Not Applicable | [5 empty] | TRUE | TRUE | Not Applicable | Not Applicable
| T_A_266 |  | All Taxes |  |  | Excluded | Excluded | Excluded | Excluded | Excluded | Excluded | Excluded | Excluded | Excluded | Excluded | Excluded | Excluded | Excluded | [5 empty] | TRUE | TRUE | Excluded | Excluded
| T_A_267 |  | All Permits & Permit Fees |  |  | Excluded | Excluded | Excluded | Excluded | Excluded | Excluded | Excluded | Excluded | Excluded | Excluded | Excluded | Excluded | Excluded | [5 empty] | TRUE | TRUE | Excluded | Excluded
| T_A_268 |  | Road Repair & Maintenance (County Imposed) |  |  | Excluded | Excluded | Excluded | Excluded | Excluded | Excluded | Excluded | Excluded | Excluded | Excluded | Excluded | Excluded | Excluded | [5 empty] | TRUE | TRUE | Excluded | Excluded
| T_A_269 |  | Crop Damage |  |  | Excluded | Excluded | Excluded | Excluded | Excluded | Excluded | Excluded | Excluded | Excluded | Excluded | Excluded | Excluded | Excluded | [5 empty] | TRUE | TRUE | Excluded | Excluded
| T_A_270 |  | Provincial / Canada Tax PST, GST, HST |  |  | Not Applicable | Not Applicable | Not Applicable | Not Applicable | Not Applicable | Not Applicable | Not Applicable | Not Applicable | Not Applicable | Not Applicable | Not Applicable | Not Applicable | Not Applicable | [5 empty] | TRUE | TRUE | Not Applicable | Not Applicable
T_A_271
| T_A_272 |  | Estimated Generated Quantities: | [19 empty] | 0
| T_A_273 |  | Plant Size:
| T_A_274 |  | Table Size: (per string)
| T_A_275 |  | Width |  | (Ft.) | 7.4741 | 7.4741 | 7.4741 | 7.4741 | 7.4741 | 7.4741 | 7.4741 |  | 7.4741 |  | 7.4741 | [9 empty] | 7.4741 | 7.4741
| T_A_276 |  | Length |  | (Ft.) | 100.4577 | 100.4577 | 96.737 | 96.737 | 96.737 | 100.4577 | 96.737 |  | 96.737 |  | 96.737 | [9 empty] | 96.737 | 96.737
| T_A_277 |  | Plant Information:
| T_A_278 |  | Plant AC Size (MVA) |  | MVa | 226.2 | 226.2 | 92.23 | 92.23 | 92.23 | 226.2 | 92.23 | 88.22 | 92.23 | 88.22 | 92.23 | 88.22 | #VALUE! | [7 empty] | 88.22 | 88.22
| T_A_279 |  | Plant DC Size (MWdc) |  | MVdc | 280 | 280 | 108 | 108 | 108 | 280 | 108 | 108 | 108 | 108 | 108 | 108 | #VALUE! | [7 empty] | 108 | 108
| T_A_280 |  | Quantity of Transformers |  | Ea. | 58 | 58 | 23 | 23 | 23 | 58 | 23 | 22 | 23 | 22 | 23 | 22 | #VALUE! | [7 empty] | 22 | 22
| T_A_281 |  | Quantity of Inverters |  | Ea. | 58 | 58 | 23 | 23 | 23 | 58 | 23 | 22 | 23 | 22 | 23 | 22 | [8 empty] | 22 | 22
| T_A_282 |  | Modules/Frames/Posts | [14 empty] | Ok | [7 empty] | Ok | Ok | bar: Energy to Energy
| T_A_283 |  | Quantity of Modules |  | Ea. | 491229 | 491229 | 189474 | 189474 | 194595 | 491229 | 189474 | 194595 | 189474 | 189474 | 189474 | 189474 | #VALUE! | [7 empty] | 194595 | 194595
967 | T_A_284 |  | Quantity of Posts (All) |  | Ea. | 77755.5444 | 75932.7111 | 30899.9075 | 31882.5682 | 32723.0378 | 77521.5486 | 31882.5682 | 33073.7587 | 31882.5682 | 31870.5682 | 31882.5682 | 31870.5682 | #VALUE! | [7 empty] | 32696.0378 | 32696.0378
| T_A_285 |  | Number of Fixed Racks (1-string lenth wide) |  | Ea. | 0 | 0 | 0 | 0 | 0 | 0 | 0 | 0 | 0 | 0 | 0 | 0 | 0 | [7 empty] | 0 | 0
1073 | T_A_286 |  | Number of Tracking Racks (Row (_) String length wide) |  | Ea. | 6368.15 | 6064.6222 | 2429.2872 | 2527.3466 | 2595.2999 | 6308.1511 | 2527.3466 | 2620.548 | 2527.3466 | 2527.3466 | 2527.3466 | 2527.3466 | 0 | [7 empty] | 2595.2999 | 2595.2999
| T_A_751 |  | Fixed_Int_Pst_Col |  |  | 5 | 5 | 5 | 5 | 5 | 5 | 5 | 5 | 5 | 5 | 5 | 5 | 5 | [7 empty] | 5 | 5
| T_A_752 |  | Fixed_Ext_Pst_Col |  |  | 6 | 6 | 6 | 6 | 6 | 6 | 6 | 6 | 6 | 6 | 6 | 6 | 6 | [7 empty] | 6 | 6
| T_A_287 |  | DC Collection
| T_A_288 |  | Quantity of Strings |  | Ea. | 18194 | 18194 | 7288 | 7288 | 7485 | 18194 | 7288 | 7485 | 7288 | 7288 | 7288 | 7288 | #VALUE! | [7 empty] | 7485 | 7485
1192 | T_A_290 |  | DC Collection Wire CB to Inverter |  | Lf. | 1306966.359 | 1248135.0941 | 534241.3929 | 578190.6828 | 583278.9741 | 1332959.8093 | 570549.0603 | 604256.681 | 570549.0603 | 580630.1915 | 570549.0603 | 580630.1915 | #VALUE! | [7 empty] | 577984.6514 | 577984.6514
| T_A_291 |  | Calculate Block Size | [14 empty] | DC | [7 empty] | DC | DC | bar: Energy to Energy
| T_A_292 |  | Inverter Block Size & Configuration: |  | Mwe Dc | 4.8276 | 4.8276 | 4.6957 | 4.6957 | 4.6957 | 4.8276 | 4.6957 | 4.9091 | 4.6957 | 4.9091 | 4.6957 | 4.9091 | #VALUE! | [7 empty] | 4.9091 | 4.9091
| T_A_293 |  | Block Length |  | (Ft.) | 856.7177 | 857.8699 | 917.6876 | 929.9786 | 930.0063 | 857.8699 | 917.6876 | 950.9079 | 917.6876 | 938.3124 | 917.6876 | 938.3124 | #VALUE! | [7 empty] | 950.9079 | 950.9079
| T_A_295 |  | Modules/Post |  | Ea. | 6.3176 | 6.4693 | 6.1319 | 5.9429 | 5.9467 | 6.3367 | 5.9429 | 5.8837 | 5.9429 | 5.9451 | 5.9429 | 5.9451 | #VALUE! | [7 empty] | 5.9516 | 5.9516
| T_A_296 |  | Modules/Post ("Check") | Snow Load | [21 empty] | 0 | 0
| T_A_297 |  | Modules/Post ("Check") | Wind Load | [21 empty] | 0 | 0
1004 | T_A_298 |  | Average Post Embed |  |  | 7.7625 | 7.7098 | 9.1452 | 9.1993 | 9.1993 | 7.7615 | 9.1993 | 9.224 | 9.1993 | 9.1993 | 9.1993 | 9.1993 | #VALUE! | [7 empty] | 9.1993 | 9.1993
| T_A_759 |  | Module ID Details | [22 empty] | 0 | 0
| T_A_760 |  | Primary Module Manufacturer & Size |  |  | BYD_NLBK36_MC_BF_585 | BYD_NLBK36_MC_BF_585 | BYD_NLBK36_MC_BF_585 | BYD_NLBK36_MC_BF_585 | BYD_NLBK36_MC_BF_565 | BYD_NLBK36_MC_BF_585 | BYD_NLBK36_MC_BF_585 | BYD_MLTK_MC_BF_565 | BYD_NLBK36_MC_BF_585 | BYD_NLBK36_MC_BF_585 | BYD_NLBK36_MC_BF_585 | BYD_NLBK36_MC_BF_585 | [8 empty] | BYD_MLTK_MC_BF_565 | BYD_MLTK_MC_BF_565
| T_A_761 |  | Primary Module MWdc |  |  | 240.8 | 240.8 | 92.88 | 92.88 | 92.88 | 240.8 | 92.88 | 92.88 | 92.88 | 92.88 | 92.88 | 92.88 | #VALUE! | [7 empty] | 92.88 | 92.88
| T_A_778 |  | Primary Module Price ($/Wdc) |  |  | 0.3 | 0.3 | 0.29636 | 0.29636 | 0.30538 | 0.3 | 0.3 | 0.32 | 0.29636 | 0.29636 | 0.29636 | 0.29636 | [8 empty] | 0.32 | 0.32
| T_A_762 |  | Secondary Module Manufacturer & Size
| T_A_763 |  | Secondary Module MWdc |  |  | 0 | 0 | 0 | 0 | 0 | 0 | 0 | 0 | 0 | 0 | 0 | 0 | [8 empty] | 0 | 0
| T_A_779 |  | Secondary Module Price ($/Wdc) |  |  | Energy: 0; Energy: 0; Energy: 0
| T_A_764 |  | Tertiary Module Manufacturer & Size
| T_A_765 |  | Tertiary Module MWdc |  |  | 0 | 0 | 0 | 0 | 0 | 0 | 0 | 0 | 0 | 0 | 0 | 0 | [8 empty] | 0 | 0
| T_A_780 |  | Tertiary Module Price ($/Wdc) |  |  | Energy: 0; Energy: 0; Energy: 0
| T_A_766 |  | Safe Harbor Module Manufacturer & Size |  |  | Jinko_72MG7_MC_MF_390 | Jinko_72MG7_MC_MF_390 | Jinko_72MG7_MC_MF_390 | Jinko_72MG7_MC_MF_390 | Jinko_72MG7_MC_MF_390 | Jinko_72MG7_MC_MF_390 | Jinko_72MG7_MC_MF_390 | Jinko_72MG7_MC_MF_390 | Jinko_72MG7_MC_MF_390 | Jinko_72MG7_MC_MF_390 | Jinko_72MG7_MC_MF_390 | Jinko_72MG7_MC_MF_390 | [8 empty] | Jinko_72MG7_MC_MF_390 | Jinko_72MG7_MC_MF_390
| T_A_767 |  | Total MW of SH Modules (MWdc) |  |  | 39.2 | 39.2 | 15.12 | 15.12 | 15.12 | 39.2 | 15.12 | 15.12 | 15.12 | 15.12 | 15.12 | 15.12 | #VALUE! | [7 empty] | 15.12 | 15.12
| T_A_769 |  | Geotech | [22 empty] | 0 | 0
| T_A_770 |  | NEE Soil Behavior Class (SBC) 0-2' | [22 empty] | 0 | 0
| T_A_771 |  | NEE Soil Behavior Class (SBC) 2'-6' | [22 empty] | 0 | 0
T_A_299
T_A_300
| T_A_301 |  | CAPEX ESTIMATE |  | $/Kwe AC | 1063.4366 | 964.9327 | 1062.9017 | 1212.3438 | 1224.919 | 965.3687 | 1188.9341 | 1203.3955 | 1228.328 | 1266.0673 | 1209.9578 | 1244.9339 | #VALUE! | [7 empty] | 1273.4725 | 1290.9154 |  | Deltas | Deltas
| T_A_302 | [24 empty] | 0 | 0
| T_A_303 |  | Panels | PV |  | 87332000 | 87332000 | 33809200 | 33809200 | 34659600 | 87332000 | 34147000 | 36017100 | 33809200 | 33809200 | 33809200 | 33809200 | #N/A | [7 empty] | 36017100 | 36017100 |  | -2207900 | -1357500
| T_A_306 |  | PCU / Inverters / Transformers | PCU | ESPCU | 14210000 | 14210000 | 5747700 | 5747700 | 5747700 | 14210000 | 5747700 | 5497800 | 5747700 | 5497800 | 5747700 | 5497800 | #N/A | [7 empty] | 5497800 | 5497800 |  | 249900 | 249900
| T_A_307 |  | BOP (Excl sub, switchyard, tee line) | BOP | ESBOP | 110037400 | 93669200 | 49297700 | 60598200 | 62108000 | 99044400 | 59980800 | 55749600 | 62113700 | 62175200 | 60419500 | 60339000 | #VALUE! | [7 empty] | 60844300 | 60844300 |  | -246100 | 1263700
| T_A_308 |  | NEER Substation (Material & Labor) | Sub | ESSub | 10747200 | 8339200 | 527700 | 694900 | 694900 | 2857600 | 694900 | 664300 | 694900 | 694900 | 694900 | 694900 | #N/A | [7 empty] | 788500 | 788500 |  | -93600 | -93600
| T_A_309 |  | Escalation | Esc | ESEsc | 7556000 | 5999000 | 4069100 | 5253800 | 4048300 | 6084700 | 3741000 | 3345700 | 5232500 | 3940700 | 5232500 | 3928000 | #VALUE! | [7 empty] | 3790400 | 3790400 |  | 1463400 | 257900
| T_A_310 |  | Project Discount | ADJ |  | 0 | 0 | 0 | 0 | 0 | 0 | 0 | 0 | 0 | 0 | 0 | 0 | #VALUE! | [7 empty] | 0 | 0 |  | 0 | 0
| T_A_311 |  | Commodity Adjustment | ADJC |  | 0 | 0 | 0 | 0 | 0 | 0 | 0 | 0 | 0 | 0 | 0 | 0 | #VALUE! | [7 empty] | 0 | 0 |  | 0 | 0
| T_A_312 |  | Contingency | Cont | ESCont | 9878000 | 7929600 | 4111400 | 5242100 | 5247200 | 8049000 | 4875400 | 4420400 | 5222100 | 5106100 | 5222100 | 5090600 | #N/A | [7 empty] | 4939000 | 6477800 |  | 303100 | -1230600
| T_A_313 | [24 empty] | 0 | 0 |  | 0 | 0
| T_A_314 |  | Subtotal E & C BOP |  |  | 239760600 | 217479000 | 97562800 | 111345900 | 112505700 | 217577700 | 109186800 | 105694900 | 112820100 | 111223900 | 111125900 | 109359500 | #N/A | [7 empty] | 111877100 | 113415900 |  | -531200 | -910200
| T_A_315 | [24 empty] | 0 | 0 |  | 0 | 0
| T_A_316 |  | NEER Transmission Line | Tline |  | 0 | 0 | 0 | 0 | 0 | 0 | 0 | 0 | 0 | 0 | 0 | 0 | #VALUE! | [7 empty] | 0 | 0 |  | 0 | 0
| T_A_317 |  | Interconnect Switchyard (Matl/Labor) | Switch |  | 0 | 0 | 0 | 0 | 0 | 0 | 0 | 0 | 0 | 0 | 0 | 0 | 0 | [7 empty] | 0 | 0 |  | 0 | 0
| T_A_318 |  | Storage & Dbl Handling | Dubl |  | 788700 | 788700 | 468600 | 468600 | 468600 | 788700 | 468600 | 468600 | 468600 | 468600 | 468600 | 468600 | #VALUE! | [7 empty] | 468600 | 468600 |  | 0 | 0
| T_A_319 | [24 empty] | 0 | 0 |  | 0 | 0
| T_A_320 |  | Total E & C Capex |  |  | 240549300 | 218267700 | 98031400 | 111814500 | 112974300 | 218366400 | 109655400 | 106163500 | 113288700 | 111692500 | 111594500 | 109828100 | #N/A | [7 empty] | 112345700 | 113884500 |  | -531200 | -910200
| T_A_321 |  | CapEx Summary |  | Check = (0) | 0 | 0 | 0 | 0 | 0 | 0 | 0 | 0 | 0 | 0 | 0 | 0 | #N/A | [7 empty] | 0 | 0 |  | 0 | 0
| T_A_322 | [24 empty] | 0 | 0 |  | 0 | 0
| T_A_323 |  | Other Metric's | [22 empty] | 0 | 0 |  | 0 | 0
| T_A_324 |  | T-Line Labor & Mtl's costs per mile |  | Tline | 0 | 0 | 0 | 0 | 0 | 0 | 0 | 0 | 0 | 0 | 0 | 0 | #VALUE! | [7 empty] | 0 | 0 |  | 0 | 0
| T_A_325 |  | SwitchYard, Costs per Breaker |  | Switch | 0 | 0 | 0 | 0 | 0 | 0 | 0 | 0 | 0 | 0 | 0 | 0 | 0 | [7 empty] | 0 | 0 |  | 0 | 0
| T_A_326 |  | Substation & Transformer per LV Circuit |  | BOPSUB | 3582000 | 2780000 | 528000 | 695000 | 695000 | 953000 | 695000 | 664000 | 695000 | 695000 | 695000 | 695000 | #VALUE! | [7 empty] | 789000 | 789000 |  | -94000 | -94000
| T_A_327 | [24 empty] | 0 | 0
| T_A_328 |  | Number of Breakers @ Switchyard |  |  | 0 | 0 | 0 | 0 | 0 | 0 | 0 | 0 | 0 | 0 | 0 | 0 | 0 | [10 empty] | -1687600 | -2824600
T_A_329
T_A_330
| T_A_331 |  | PROJECT VALUATION SUMMARY | [22 empty] | 0 | 0
| T_A_332 |  | Modules |  |  | 88120691.7698 | 88120691.7698 | 34277832.4944 | 34277832.4944 | 35128181.3453 | 88120691.7698 | 34615577.949 | 36485658.2683 | 34277832.4944 | 34277832.4944 | 34277832.4944 | 34277832.4944 | #N/A | [7 empty] | 36485658.2683 | 36485658.2683
| T_A_334 |  | BOS |  |  | 142550615.8867 | 122217460.3488 | 59642239.4329 | 72294574.729 | 72598912.7443 | 122196696.6426 | 70164402.8443 | 65257444.6114 | 73788803.1712 | 72308531.9043 | 72094524.8916 | 70459613.173 | #VALUE! | [7 empty] | 70921090.5146 | 70921090.5146
| T_A_335 |  | Gen-Tie & Swyd |  |  | 0 | 0 | 0 | 0 | 0 | 0 | 0 | 0 | 0 | 0 | 0 | 0 | #VALUE! | [7 empty] | 0 | 0
| T_A_336 |  | Contingency |  |  | 9878049.0143 | 7929629.8233 | 4111350.368 | 5242057.0682 | 5247184.0497 | 8049012.1264 | 4875406.6869 | 4420447.6754 | 5222052.0845 | 5106090.1458 | 5222052.0845 | 5090626.1006 | #N/A | [7 empty] | 4938996.0518 | 6477812.1008
| T_A_337 | [24 empty] | 0 | 0
| T_A_338 |  | LABOR vs MATERIALS | [22 empty] | 0 | 0
| T_A_339 |  | SOLAR | [22 empty] | 0 | 0
| T_A_340 |  | Solar Labor % |  |  | 47% | 44% | 54% | 58% | 57% | 46% | 56% | 54% | 58% | 58% | 58% | 58% | #VALUE! | [7 empty] | 56% | 57%
| T_A_341 |  | Solar Materials % | Does NOT Include Panels |  | 53% | 56% | 46% | 42% | 43% | 54% | 44% | 46% | 42% | 42% | 42% | 42% | #VALUE! | [7 empty] | 44% | 43%
| T_A_342 | [24 empty] | 0 | 0
| T_A_346 | [24 empty] | 0 | 0 |  | Each Other
| T_A_347 |  | SOLAR DETAIL COST SUMMARY | [22 empty] | 0 | 0 |  | Deltas | Deltas
| T_A_348 | 1 | EPC Engineering | BOP | BOPENG | 1744979.0125 | 1604979.0125 | 1027898.8305 | 1083898.8305 | 1083898.8305 | 1744979.0125 | 1083898.8305 | 1083898.8305 | 1083898.8305 | 1083898.8305 | 1083898.8305 | 1083898.8305 | #VALUE! | [7 empty] | 581370.7603 | 581370.7603 |  | 502528.0702 | 502528.0702
| T_A_349 | 1.3 | SS Engineering | BOP | BOPENG | 700000 | 650000 | 10000 | 60000 | 60000 | 700000 | 60000 | 60000 | 60000 | 60000 | 60000 | 60000 | #N/A | [7 empty] | 345000 | 345000 |  | -285000 | -285000
| T_A_350 | 1.4 | Tee Line Engineering | Tline | Tline | 0 | 0 | 0 | 0 | 0 | 0 | 0 | 0 | 0 | 0 | 0 | 0 | 0 | [7 empty] | 0 | 0 |  | 0 | 0
| T_A_351 |  | NEER Mtl's (AC collection) | [22 empty] | 0 | 0 |  | 0 | 0
| T_A_352 | 5.6 | EPC SCADA | BOP | AC | 510000 | 510000 | 212500 | 212500 | 212500 | 510000 | 212500 | 204000 | 212500 | 204000 | 212500 | 204000 | #N/A | [7 empty] | 204000 | 204000 |  | 8500 | 8500
| T_A_353 | 5.7 | NEE SCADA | BOP | AC | 413000 | 413000 | 292000 | 292000 | 292000 | 413000 | 292000 | 147000 | 292000 | 292000 | 292000 | 292000 | #N/A | [7 empty] | 292000 | 292000 |  | 0 | 0
| T_A_354 | 7 | Substation Materials | Sub | BOPSUB | 1334735.6566 | 1049189.2076 | 168489.9922 | 222875.3017 | 222875.3017 | 971069.3108 | 222875.3017 | 208601.211 | 222875.3017 | 222875.3017 | 222875.3017 | 222875.3017 | #N/A | [7 empty] | 241094.6409 | 241094.6409 |  | -18219.3392 | -18219.3392
| T_A_355 | 7.1 | Main Transformer | Sub | BOPSUB | 6432706.635 | 5738529.66 | 0 | 0 | 0 | 0 | 0 | 0 | 0 | 0 | 0 | 0 | #VALUE! | [7 empty] | 0 | 0 |  | 0 | 0
| T_A_356 |  | NEER Mtl's (PV Equipment) | [22 empty] | 0 | 0 |  | 0 | 0
| T_A_357 | 89 | PV Panels (Material Costs) | PV | PV | 87332000 | 87332000 | 33809226.3621 | 33809226.3621 | 34659575.2129 | 87332000 | 34146971.8166 | 36017052.136 | 33809226.3621 | 33809226.3621 | 33809226.3621 | 33809226.3621 | #N/A | [7 empty] | 36017052.136 | 36017052.136 |  | -2207825.7739 | -1357476.9231
| T_A_358 | 5.1 | PCU / Inverters / Transformers (Material Costs) | PCU | PCU | 14210000 | 14210000 | 5747700 | 5747700 | 5747700 | 14210000 | 5747700 | 5497800 | 5747700 | 5497800 | 5747700 | 5497800 | #N/A | [7 empty] | 5497800 | 5497800 |  | 249900 | 249900
| T_A_359 | 5.1298 | PCU (Storage Dbl Handling) | PCU | PCU | 0 | 0 | 0 | 0 | 0 | 0 | 0 | 0 | 0 | 0 | 0 | 0 | #VALUE! | [7 empty] | 0 | 0 |  | 0 | 0
| T_A_360 |  | EPC Labor & Mtl's | [22 empty] | 0 | 0 |  | 0 | 0
| T_A_361 | 2 | Roads | BOP | Site | 1173632.6091 | 964556.5298 | 678685.3176 | 926439.3197 | 949496.2361 | 1176444.1754 | 836838.3554 | 702442.7159 | 919995.5066 | 951794.0999 | 919995.5066 | 823904.2045 | #N/A | [7 empty] | 831452.7675 | 831452.7675 |  | 94986.5522 | 118043.4686
| T_A_362 | 2.5 | Offsite Road Repair | BOP | Site | 872487.046 | 41497.9609 | 46993.1817 | 652487.1888 | 667732.6665 | 566785.556 | 597049.0879 | 484215.6251 | 652487.1888 | 681592.1917 | 652487.1888 | 681592.1917 | #N/A | [7 empty] | 597049.0879 | 597049.0879 |  | 55438.1008 | 70683.5786
| T_A_363 | 2.7 | Dust Control \ Water | BOP | Site | 2284675.7002 | 2244678.9536 | 1176944.7716 | 2152216.9529 | 2271688.1705 | 4016289.3032 | 1717562.5533 | 997601.2358 | 2151977.8873 | 2379605.9719 | 2151977.8873 | 2374861.2548 | #N/A | [7 empty] | 1717362.7479 | 1717362.7479 |  | 434854.205 | 554325.4226
| T_A_364 | 3 | Civil Other | BOP | Site | 10569472.3653 | 1279011.3612 | 1005736.076 | 3524528.9109 | 3524677.7661 | 5171566.4025 | 3458816.611 | 4281457.6651 | 3458816.611 | 3457408.7836 | 3458816.611 | 3457408.7836 | #N/A | [7 empty] | 3523241.6913 | 3523241.6913 |  | 1287.2197 | 1436.0748
| T_A_365 | 5 | AC Collection Cable & Equipment | BOP | AC | 3169312.0813 | 1837494.6816 | 696641.8367 | 1234578.2939 | 1234608.0325 | 1928127.6103 | 1221322.0961 | 633709.4222 | 1221322.0961 | 709333.3275 | 1221322.0961 | 709333.3275 | #N/A | [7 empty] | 1225915.9422 | 1225915.9422 |  | 8662.3517 | 8692.0903
| T_A_366 | 6 | Collection Installation | BOP | AC | 3666682.1565 | 2544041.8239 | 1403524.5916 | 1912803.6053 | 1912830.2248 | 2528548.0233 | 1900502.3445 | 1119814.5055 | 1900502.3445 | 1480047.7826 | 1900502.3445 | 1480047.7826 | #VALUE! | [7 empty] | 1899184.7124 | 1899184.7124 |  | 13618.8929 | 13645.5124
| T_A_367 | 8 | Substation Installation | Sub | BOPSUB | 2979740.2569 | 1551468.4675 | 359192.1 | 471981.1802 | 471981.1802 | 1886568.1473 | 471981.1802 | 455730.068 | 471981.1802 | 471981.1802 | 471981.1802 | 471981.1802 | #N/A | [7 empty] | 547442.0833 | 547442.0833 |  | -75460.9031 | -75460.9031
| T_A_368 | 18 | DC Wiring (Material Costs) | BOP | DC Material | 10403983.925 | 10216774.8322 | 4302818.2778 | 4718315.6446 | 4792513.5192 | 11110618.1291 | 4683722.219 | 4866224.1933 | 4683722.219 | 4718126.4373 | 4683722.219 | 4718126.4373 | #VALUE! | [7 empty] | 4759386.9063 | 4759386.9063 |  | -41071.2617 | 33126.6129
| T_A_369 | 18.5 | DC Wiring (Labor Costs) | BOP | DC Install | 7779350.8966 | 7609674.4906 | 4148257.5185 | 4351214.3122 | 4428955.028 | 7915011.9245 | 4317468.5364 | 4502378.8247 | 4317468.5364 | 4346131.5975 | 4317468.5364 | 4346131.5975 | #VALUE! | [7 empty] | 4418335.351 | 4418335.351 |  | -67121.0388 | 10619.677
| T_A_370 | 13 | O & M Building | BOP | NEE | 0 | 0 | 0 | 1005128.7671 | 1005128.7671 | 0 | 2699407.0468 | 2699407.0468 | 2699407.0468 | 2699407.0468 | 1005128.7671 | 1005128.7671 | #N/A | [7 empty] | 2699407.0468 | 2699407.0468 |  | -1694278.2796 | -1694278.2796
| T_A_371 | 13.1 | MET Station | BOP | NEE | 126915.019 | 126915.019 | 155677.2501 | 155677.2501 | 155677.2501 | 126915.019 | 155677.2501 | 155677.2501 | 155677.2501 | 155677.2501 | 155677.2501 | 155677.2501 | #N/A | [7 empty] | 155677.2501 | 155677.2501 |  | 0 | 0
| T_A_372 | 14 | Contractor G & A's | BOP | BOPG&A | 13710247.646 | 12495111.7754 | 8520754.8838 | 9260872.2499 | 9592590.4667 | 8840855.3166 | 8305132.6175 | 5138263.4341 | 9248401.3866 | 9587650.694 | 9248401.3866 | 9578366.2711 | #N/A | [7 empty] | 8401851.7127 | 8401851.7127 |  | 859020.5372 | 1190738.7539
| T_A_373 | 10 | Gen Tie-Line Mtl's NEE Supplied | Tline | Tline | 0 | 0 | 0 | 0 | 0 | 0 | 0 | 0 | 0 | 0 | 0 | 0 | #VALUE! | [7 empty] | 0 | 0 |  | 0 | 0
| T_A_374 | 11 | Gen Tie-Line Labor & Mtl's Contractor Supplied | Tline | Tline | 0 | 0 | 0 | 0 | 0 | 0 | 0 | 0 | 0 | 0 | 0 | 0 | #VALUE! | [7 empty] | 0 | 0 |  | 0 | 0
| T_A_375 | 9 | SwitchYard Mtl's NEER Supplied | Switch | Switch | 0 | 0 | 0 | 0 | 0 | 0 | 0 | 0 | 0 | 0 | 0 | 0 | 0 | [7 empty] | 0 | 0 |  | 0 | 0
| T_A_376 | 9.1 | SwitchYard Labor & Mtl's Contractor Supplied | Switch | Switch | 0 | 0 | 0 | 0 | 0 | 0 | 0 | 0 | 0 | 0 | 0 | 0 | 0 | [7 empty] | 0 | 0 |  | 0 | 0
| T_A_377 | 88.5 | Storage Double Handling Re-shipping | Dubl | PV | 788691.7698 | 788691.7698 | 468606.1323 | 468606.1323 | 468606.1323 | 788691.7698 | 468606.1323 | 468606.1323 | 468606.1323 | 468606.1323 | 468606.1323 | 468606.1323 | #VALUE! | [7 empty] | 468606.1323 | 468606.1323 |  | 0 | 0
| T_A_378 |  | Panels / PCU / Inverters & Transformers / Racking | [22 empty] | 0 | 0 |  | 0 | 0
| T_A_379 | 15.31 | Panel Racking Fixed (Material Costs) | BOP | Rack | 0 | 0 | 0 | 0 | 0 | 0 | 0 | 0 | 0 | 0 | 0 | 0 | #VALUE! | [7 empty] | 0 | 0 |  | 0 | 0
| T_A_380 | 15.35 | Panel Racking S-Tracker (Material Costs) | BOP | S-Track | 28612035.8682 | 27860242.862 | 12259542.0113 | 12586571.7128 | 12924685.9684 | 28522538.9411 | 12586571.7128 | 13043012.4139 | 12586571.7128 | 12586571.7128 | 12586571.7128 | 12586571.7128 | #N/A | [7 empty] | 12924685.9684 | 12924685.9684 |  | -338114.2556 | 0
| T_A_381 | 15.33 | DG Racking (Fixed or Tracker) | BOP | Other | 0 | 0 | 0 | 0 | 0 | 0 | 0 | 0 | 0 | 0 | 0 | 0 | 0 | [7 empty] | 0 | 0 |  | 0 | 0
| T_A_382 | 15.1 | Supports, Piles Materials | BOP | Support | 6754775.1178 | 6144491.5931 | 2928320.5672 | 3115173.2359 | 3197225.6673 | 6301887.0298 | 3115173.2359 | 3275509.176 | 3115173.2359 | 3113836.5539 | 3115173.2359 | 3113836.5539 | #N/A | [7 empty] | 3194632.1683 | 3194632.1683 |  | -79458.9324 | 2593.499
| T_A_383 | 17 | PV Panels (Install) | BOP | PVInst | 4832142.3963 | 4832142.3963 | 2624357.2085 | 2624357.2085 | 2695285.7817 | 4832142.3963 | 2624357.2085 | 2695285.7817 | 2624357.2085 | 2624357.2085 | 2624357.2085 | 2624357.2085 | #VALUE! | [7 empty] | 2695285.7817 | 2695285.7817 |  | -70928.5732 | 0
| T_A_384 | 6.3 | PCU / Inverters / Transformers (Install) | BOP | Other | 426962.2289 | 422083.4576 | 205974.3751 | 208300.9451 | 208300.9451 | 426962.2289 | 208300.9451 | 199244.3823 | 208300.9451 | 199244.3823 | 208300.9451 | 199244.3823 | #N/A | [7 empty] | 199244.3823 | 199244.3823 |  | 9056.5628 | 9056.5628
| T_A_385 | 15.41 | Panel Racking Fixed (Install) | BOP | TrackInst | 0 | 0 | 0 | 0 | 0 | 0 | 0 | 0 | 0 | 0 | 0 | 0 | #VALUE! | [7 empty] | 0 | 0 |  | 0 | 0
| T_A_386 | 15.45 | Panel Racking Tracker (Install) | BOP | STrackInst | 7274899.3024 | 6910720.2475 | 3828993.7246 | 4003058.5867 | 4110675.281 | 7205495.1859 | 4003058.5867 | 4159268.071 | 4003058.5867 | 4003058.5867 | 4003058.5867 | 4003058.5867 | #N/A | [7 empty] | 4110675.281 | 4110675.281 |  | -107616.6943 | 0
| T_A_387 | 15.2 | Install Piling | BOP | SupportInst | 1841964.4789 | 1791947.5749 | 994084.0142 | 3740064.4408 | 3839964.8517 | 1836315.085 | 3740064.4408 | 3886455.0786 | 3740064.4408 | 3739656.2003 | 3740064.4408 | 3739656.2003 | #N/A | [7 empty] | 3839046.3107 | 3839046.3107 |  | -98981.8699 | 918.541
| T_A_388 |  | Other | [22 empty] | 0 | 0 |  | 0 | 0
| T_A_389 | 96 | NEE M & A | BOP | NEE | 3169871.8161 | 3169871.8161 | 2778032.6002 | 2778032.6002 | 2947601.26 | 3169871.8161 | 2161419.2919 | 1414759.9631 | 2778032.6002 | 3101754.587 | 2778032.6002 | 3101754.587 | #N/A | [7 empty] | 2229536.5211 | 2229536.5211 |  | 548496.0791 | 718064.7389
| T_A_390 | 98 | Other Costs (builder's risk, sales tax) | Cont | NEE | 0 | 0 | 0 | 0 | 0 | 0 | 0 | 0 | 0 | 0 | 0 | 0 | #N/A | [7 empty] | 0 | 0 |  | 0 | 0
| T_A_391 | 97.5 | Escalation NEE | Esc | ESC | 1008303.9834 | 922906.9154 | 374684.1238 | 386620.031 | 302595.7507 | 448064.2785 | 229695.4554 | 159283.3317 | 386620.031 | 316889.9263 | 386620.031 | 316889.9263 | #VALUE! | [7 empty] | 261653.1807 | 261653.1807 |  | 124966.8504 | 40942.5701
| T_A_392 | 97.51 | Escalation, EPC Contractor | Esc | ESCepc | 6274504.9089 | 4933863.9055 | 3650124.0839 | 4808951.7256 | 3702444.2966 | 5463648.1377 | 3468028.435 | 3144615.0697 | 4787664.5901 | 3580552.7496 | 4787664.5901 | 3567831.3334 | 0 | [7 empty] | 3478559.1406 | 3478559.1406 |  | 1330392.5849 | 223885.1559
| T_A_393 | 97.52 | Escalation, Substation Contractor | Esc | ESCepc | 273234.7799 | 142265.8046 | 44312.096 | 58226.4347 | 43279.5018 | 172993.6129 | 43279.5018 | 41789.3152 | 58226.4347 | 43279.5018 | 58226.4347 | 43279.5018 | 0 | [7 empty] | 50199.0792 | 50199.0792 |  | 8027.3555 | -6919.5774
| T_A_394 | 97.53 | Escalation, T-Line Contractor | Tline | Tline | 0 | 0 | 0 | 0 | 0 | 0 | 0 | 0 | 0 | 0 | 0 | 0 | 0 | [7 empty] | 0 | 0 |  | 0 | 0
| T_A_395 | 97.54 | Escalation, Switchyard Contractor | Esc | ESCepc | 0 | 0 | 0 | 0 | 0 | 0 | 0 | 0 | 0 | 0 | 0 | 0 | 0 | [7 empty] | 0 | 0 |  | 0 | 0
| T_A_396 |  | Escalation, Other | Esc | ESC | 0 | 0 | 0 | 0 | 0 | 0 | 0 | 0 | 0 | 0 | 0 | 0 | 0 | [7 empty] | 0 | 0 |  | 0 | 0
| T_A_397 | 97.6 | Project Discount | ADJ | Discount | 0 | 0 | 0 | 0 | 0 | 0 | 0 | 0 | 0 | 0 | 0 | 0 | #VALUE! | [7 empty] | 0 | 0 |  | 0 | 0
| T_A_398 | 97.61 | Commodity Adjustment | ADJC | Commodity | 0 | 0 | 0 | 0 | 0 | 0 | 0 | 0 | 0 | 0 | 0 | 0 | #VALUE! | [7 empty] | 0 | 0 |  | 0 | 0
| T_A_399 | 97.7 | Contingency | Cont | Cont | 9878049.0143 | 7929629.8233 | 4111350.368 | 5242057.0682 | 5247184.0497 | 8049012.1264 | 4875406.6869 | 4420447.6754 | 5222052.0845 | 5106090.1458 | 5222052.0845 | 5090626.1006 | #N/A | [7 empty] | 4938996.0518 | 6477812.1008 |  | 303061.0165 | -1230628.0511
| T_A_400 | 99 | Development | DEV | DEV | 0 | 0 | 0 | 0 | 0 | 0 | 0 | 0 | 0 | 0 | 0 | 0 | 0 | [7 empty] | 0 | 0 |  | 0 | 0
| T_A_401 | [24 empty] | 0 | 0 |  | 0 | 0
| T_A_402 | CFTC | Total Costs |  |  | 240549356.6708 | 218267781.9419 | 98031422.2952 | 111814464.2917 | 112974278.1393 | 218366400.5388 | 109655387.4801 | 106163550.5551 | 113288687.7502 | 111692454.5445 | 111594409.4705 | 109828071.7681 | #VALUE! | [7 empty] | 112345744.8347 | 113884560.8837 |  | -531280.543 | -910282.7445
| T_A_403 |  |  |  | Check = (0) | 0 | 0 | 0 | 0 | 0 | 0 | 0 | 0 | 0 | 0 | 0 | 0 | #VALUE! | [7 empty] | 0 | 0 |  | 0 | 0
| T_A_404 |  |  |  |  | 0.8591 | 0.77953 | 0.9077 | 1.0353 | 1.0461 | 0.77988 | 1.0153 | 0.983 | 1.049 | 1.0342 | 1.0333 | 1.0169 | #N/A | [7 empty] | 1.0402 | 1.0545 |  | -0.0049193 | -0.0084285
T_A_405
T_A_443
T_A_444
| T_A_445 |  | Metrics ($/watt DC)
| T_A_446 |  | Solar Field (Materials)
| T_A_447 |  | PV Panels, Material Costs | PV | PV | 0.31472 | 0.31472 | 0.31739 | 0.31739 | 0.32526 | 0.31472 | 0.32051 | 0.33783 | 0.31739 | 0.31739 | 0.31739 | 0.31739 | #N/A | [7 empty] | 0.33783 | 0.33783 | -0.017316 | mod pricing |  |  | Δ $/Wdc | $/Wdc
| T_A_448 |  | PCU / Inverters / Transformers (Material Costs) | BOS | PCU | 0.05075 | 0.05075 | 0.053219 | 0.053219 | 0.053219 | 0.05075 | 0.053219 | 0.050906 | 0.053219 | 0.050906 | 0.053219 | 0.050906 | #N/A | [7 empty] | 0.050906 | 0.050906 | 0.0023139 |  |  | Previous RoadhouseI, WY 80 MW Solar Sept. 23 Estimate | - | 1.0402
| T_A_449 |  | Racking Support | DC | Rack | 0 | 0 | 0 | 0 | 0 | 0 | 0 | 0 | 0 | 0 | 0 | 0 | #VALUE! | [7 empty] | 0 | 0 | 0 |  |  | Step 0: Template Updates | -0.024911 | 1.0153
| T_A_450 |  | S-Track | DC | S-Track | 0.10219 | 0.099501 | 0.11351 | 0.11654 | 0.11967 | 0.10187 | 0.11654 | 0.12077 | 0.11654 | 0.11654 | 0.11654 | 0.11654 | #N/A | [7 empty] | 0.11967 | 0.11967 | -0.0031307 |  |  | Step 1 COD Changed (26 to 27)/New Schedule | 0.033642 | 1.049
| T_A_451 |  | Supports (Piles) | DC | Support | 0.024124 | 0.021945 | 0.027114 | 0.028844 | 0.029604 | 0.022507 | 0.028844 | 0.030329 | 0.028844 | 0.028832 | 0.028844 | 0.028832 | #N/A | [7 empty] | 0.02958 | 0.02958 | -0.00073573 |  |  | Step 2: O&M Building | -0.015688 | 1.0333
| T_A_452 | [24 empty] | 0 | 0 | 0
| T_A_453 |  | Install Solar Field | [22 empty] | 0 | 0 | 0
| T_A_454 |  | Install Panels | DC | PVInst | 0.017258 | 0.017258 | 0.0243 | 0.0243 | 0.024956 | 0.017258 | 0.0243 | 0.024956 | 0.0243 | 0.0243 | 0.0243 | 0.0243 | #VALUE! | [7 empty] | 0.024956 | 0.024956 | -0.00065675 |  |  | Summary Deltas | -0.0069568
| T_A_455 |  | Install Frames | DC | TrackInst | 0 | 0 | 0 | 0 | 0 | 0 | 0 | 0 | 0 | 0 | 0 | 0 | #VALUE! | [7 empty] | 0 | 0 | 0 |  |  | NewRoadhouse, WY 2/2/24 Estimate: New Modules & Pricing (27 COD) |  | 1.0353
| T_A_456 |  | Install S-Track Frames | DC | STrackInst | 0.025982 | 0.024681 | 0.035454 | 0.037065 | 0.038062 | 0.025734 | 0.037065 | 0.038512 | 0.037065 | 0.037065 | 0.037065 | 0.037065 | #N/A | [7 empty] | 0.038062 | 0.038062 | -0.00099645 |  |  | NewRoadhouse, WY 2/2/24 Estimate: New Modules & Pricing (26 COD) |  | 1.0461
| T_A_457 |  | Install Piles | DC | SupportInst | 0.0065784 | 0.0063998 | 0.0092045 | 0.03463 | 0.035555 | 0.0065583 | 0.03463 | 0.035986 | 0.03463 | 0.034626 | 0.03463 | 0.034626 | #N/A | [7 empty] | 0.035547 | 0.035547 | -0.0009165
| T_A_458 |  | DC Wiring | DC | DC Material | 0.037157 | 0.036488 | 0.039841 | 0.043688 | 0.044375 | 0.039681 | 0.043368 | 0.045058 | 0.043368 | 0.043686 | 0.043368 | 0.043686 | #VALUE! | [7 empty] | 0.044068 | 0.044068 | -0.0007006
| T_A_459 |  | DC Wiring Install | DC | DC Install | 0.027783 | 0.027177 | 0.03841 | 0.040289 | 0.041009 | 0.028268 | 0.039977 | 0.041689 | 0.039977 | 0.040242 | 0.039977 | 0.040242 | #VALUE! | [7 empty] | 0.040911 | 0.040911 | -0.00093395
| T_A_460 |  | Install PCU's and Other | BOS | Other | 0.0015249 | 0.0015074 | 0.0019072 | 0.0019287 | 0.0019287 | 0.0015249 | 0.0019287 | 0.0018449 | 0.0019287 | 0.0018449 | 0.0019287 | 0.0018449 | #N/A | [7 empty] | 0.0018449 | 0.0018449 | 8.3857e-05
| T_A_461 |  | Contractors Overhead | BOS | BOPG&A | 0.048965 | 0.044625 | 0.078896 | 0.085749 | 0.08882 | 0.031574 | 0.076899 | 0.047577 | 0.085633 | 0.088775 | 0.085633 | 0.088689 | #N/A | [7 empty] | 0.077795 | 0.077795 | -0.00089555
| T_A_462 |  | Contractors Escalation | BOS | ESCepc | 0.023385 | 0.018129 | 0.034208 | 0.045066 | 0.034683 | 0.020131 | 0.032512 | 0.029504 | 0.044869 | 0.033554 | 0.044869 | 0.033436 | #VALUE! | [7 empty] | 0.032674 | 0.032674 | -0.00016158
| T_A_463 |  | AC Collection | BOS | AC | 0.027711 | 0.018945 | 0.024117 | 0.033814 | 0.033814 | 0.019213 | 0.033577 | 0.019486 | 0.033577 | 0.024865 | 0.033577 | 0.024865 | #N/A | [7 empty] | 0.033529 | 0.033529 | 4.8368e-05
| T_A_464 |  | Sitework | BOS | Site | 0.053215 | 0.016178 | 0.026929 | 0.067182 | 0.068644 | 0.03904 | 0.061206 | 0.059868 | 0.066512 | 0.06917 | 0.066512 | 0.067942 | #N/A | [7 empty] | 0.061751 | 0.061751 | -0.00054481
| T_A_465 |  | Collector Yard | BOS | BOPSUB | 0.038383 | 0.029783 | 0.0048859 | 0.0064339 | 0.0064339 | 0.010206 | 0.0064339 | 0.0061512 | 0.0064339 | 0.0064339 | 0.0064339 | 0.0064339 | #N/A | [7 empty] | 0.0073013 | 0.0073013 | -0.00086741
| T_A_466 |  | Switchyard | BOS | Switch | 0 | 0 | 0 | 0 | 0 | 0 | 0 | 0 | 0 | 0 | 0 | 0 | #VALUE! | [7 empty] | 0 | 0 | 0
| T_A_467 |  | Tline | BOS | Tline | 0 | 0 | 0 | 0 | 0 | 0 | 0 | 0 | 0 | 0 | 0 | 0 | #VALUE! | [7 empty] | 0 | 0 | 0
| T_A_468 |  | Other | [22 empty] | 0 | 0 | 0
| T_A_469 |  | Engineering | BOS | BOPENG | 0.0087321 | 0.0080535 | 0.0096102 | 0.010592 | 0.010592 | 0.0087321 | 0.010592 | 0.010592 | 0.010592 | 0.010592 | 0.010592 | 0.010592 | #VALUE! | [7 empty] | 0.0085775 | 0.0085775 | 0.0020141
| T_A_470 |  | NEE Costs & O&M Building | BOS | NEE | 0.011774 | 0.011774 | 0.027164 | 0.036471 | 0.038041 | 0.011774 | 0.046449 | 0.039536 | 0.052158 | 0.055156 | 0.036471 | 0.039468 | #N/A | [7 empty] | 0.04708 | 0.04708 | -0.00063072
| T_A_471 |  | Escalation | BOS | ESC | 0.0036011 | 0.0032961 | 0.0034693 | 0.0035798 | 0.0028018 | 0.0016002 | 0.0021268 | 0.0014748 | 0.0035798 | 0.0029342 | 0.0035798 | 0.0029342 | #VALUE! | [7 empty] | 0.0024227 | 0.0024227 | -0.0002959
| T_A_472 |  | Contingency | BOS | Cont | 0.035279 | 0.02832 | 0.038068 | 0.048538 | 0.048585 | 0.028746 | 0.045143 | 0.04093 | 0.048352 | 0.047279 | 0.048352 | 0.047135 | #N/A | [7 empty] | 0.045731 | 0.05998 | -0.00058879
| T_A_473 |  | Project Discount | BOS | Discount | 0 | 0 | 0 | 0 | 0 | 0 | 0 | 0 | 0 | 0 | 0 | 0 | #VALUE! | [7 empty] | 0 | 0 | 0
| T_A_474 |  | Commodity Adjustment ($/Wdc) | BOS | Commodity | 0 | 0 | 0 | 0 | 0 | 0 | 0 | 0 | 0 | 0 | 0 | 0 | #VALUE! | [7 empty] | 0 | 0 | 0
| T_A_475 |  | Total E&C |  |  | 0.8591 | 0.77953 | 0.9077 | 1.0353 | 1.0461 | 0.77988 | 1.0153 | 0.983 | 1.049 | 1.0342 | 1.0333 | 1.0169 | #N/A | [7 empty] | 1.0402 | 1.0545 | -0.024911
| T_A_476 |  |  |  | Check = (0) | 0 | 0 | 0 | 0 | 0 | 0 | 0 | 0 | 0 | 0 | 0 | 0 | #N/A | [7 empty] | 0 | 0
| T_A_477 | [24 empty] | 0 | 0
T_A_478
| T_A_479 |  | Solar Inverters used for Safe Harbor? | [22 empty] | No | No | bar: Energy to Energy
| T_A_480 |  | Solar Inverter Cost |  |  | 14210000 | 14210000 | 5747700 | 5747700 | 5747700 | 14210000 | 5747700 | 5497800 | 5747700 | 5497800 | 5747700 | 5497800 | #N/A | [7 empty] | 5497800 | 5497800
1426 | T_A_481 |  | Safe Harbor Module Cost |  |  | 15092000 | 15092000 | 5821200 | 5821200 | 5821200 | 15092000 | 5821200 | 5821200 | 5821200 | 5821200 | 5821200 | 5821200 | #VALUE! | [7 empty] | 5821200 | 5821200
| T_A_483 |  |  |  |  | 6.567% | 7.189% | 5.97% | 5.239% | 5.185% | 7.003% | 5.342% | 5.518% | 5.17% | 5.244% | 5.249% | 5.334% | #VALUE! | [7 empty] | 5.218% | 5.147%
T_A_484
T_A_499
T_A_565
T_A_566
| T_A_567 |  | SOV Category Roll-Up
| T_A_568 | 01.9998 | EPC Lump Sum Engineering |  |  | 1646029.0437 | 1506029.0437 | 970333.9772 | 1026333.9772 | 1026333.9772 | 1646029.0437 | 1026333.9772 | 1026333.9772 | 1026333.9772 | 1026333.9772 | 1026333.9772 | 1026333.9772 | #VALUE! | [7 empty] | 548476.5584 | 548476.5584
| T_A_569 | 14.1997 | EPC Lump Sum Construction Mobilization |  |  | 5116040.1064 | 4255950.2162 | 2357060.0758 | 2751400.609 | 2802958.3632 | 2388164.2144 | 2707438.1704 | 1341331.919 | 2741532.3002 | 2701958.6116 | 2741532.3002 | 2694066.8521 | #N/A | [7 empty] | 2748908.1966 | 2748908.1966
| T_A_570 | 02.9998 | EPC Lump Sum Civil Road Work |  |  | 4330795.3553 | 3250733.4443 | 1902623.2708 | 3731143.4613 | 3888917.0731 | 5759519.0346 | 3151449.9967 | 2184259.5769 | 3724460.5827 | 4012992.2634 | 3724460.5827 | 3880357.6509 | #VALUE! | [7 empty] | 3145864.6033 | 3145864.6033
| T_A_571 | 03.9998 | EPC Lump Sum Civil Other |  |  | 9609454.7817 | 955432.9487 | 805921.58 | 2369976.2967 | 2370072.4363 | 3367191.8103 | 2327544.9507 | 2779788.7199 | 2327544.9507 | 2327544.9507 | 2327544.9507 | 2327544.9507 | #VALUE! | [7 empty] | 2370057.4677 | 2370057.4677
| T_A_572 | 03.9997 | EPC Lump Sum SWPPP |  |  | 960017.5836 | 323578.4124 | 199814.496 | 1154552.6142 | 1154605.3297 | 1804374.5923 | 1131271.6603 | 1501668.9452 | 1131271.6603 | 1129863.8328 | 1131271.6603 | 1129863.8328 | #VALUE! | [7 empty] | 1153184.2236 | 1153184.2236
| T_A_573 | 15.1998 | EPC Supply Posts with Foundations |  |  | 6754775.1178 | 6144491.5931 | 2928320.5672 | 3115173.2359 | 3197225.6673 | 6301887.0298 | 3115173.2359 | 3275509.176 | 3115173.2359 | 3113836.5539 | 3115173.2359 | 3113836.5539 | #VALUE! | [7 empty] | 3194632.1683 | 3194632.1683
| T_A_574 | 15.2998 | Lump Sum Install Posts with Foundations |  |  | 1841964.4789 | 1791947.5749 | 994084.0142 | 3740064.4408 | 3839964.8517 | 1836315.085 | 3740064.4408 | 3886455.0786 | 3740064.4408 | 3739656.2003 | 3740064.4408 | 3739656.2003 | #VALUE! | [7 empty] | 3839046.3107 | 3839046.3107
| T_A_575 | 15.3998 | Lump Sum Supply Racking/Trackers |  |  | 28612035.8682 | 27860242.862 | 12259542.0113 | 12586571.7128 | 12924685.9684 | 28522538.9411 | 12586571.7128 | 13043012.4139 | 12586571.7128 | 12586571.7128 | 12586571.7128 | 12586571.7128 | #VALUE! | [7 empty] | 12924685.9684 | 12924685.9684
| T_A_576 | 15.4998 | Lump Sum Racking Installation |  |  | 7274899.3024 | 6910720.2475 | 3828993.7246 | 4003058.5867 | 4110675.281 | 7205495.1859 | 4003058.5867 | 4159268.071 | 4003058.5867 | 4003058.5867 | 4003058.5867 | 4003058.5867 | #VALUE! | [7 empty] | 4110675.281 | 4110675.281
| T_A_577 | 17.1998 | Lump Sum Module Installation |  |  | 4832142.3963 | 4832142.3963 | 2624357.2085 | 2624357.2085 | 2695285.7817 | 4832142.3963 | 2624357.2085 | 2695285.7817 | 2624357.2085 | 2624357.2085 | 2624357.2085 | 2624357.2085 | #VALUE! | [7 empty] | 2695285.7817 | 2695285.7817
| T_A_578 | 18.9996 | EPC Lump Sum Supply DC Materials |  |  | 10403983.925 | 10216774.8322 | 4302818.2778 | 4718315.6446 | 4792513.5192 | 11110618.1291 | 4683722.219 | 4866224.1933 | 4683722.219 | 4718126.4373 | 4683722.219 | 4718126.4373 | #VALUE! | [7 empty] | 4759386.9063 | 4759386.9063
| T_A_579 | 18.9997 | EPC Lump Sum Install DC Materials |  |  | 7779350.8966 | 7609674.4906 | 4148257.5185 | 4351214.3122 | 4428955.028 | 7915011.9245 | 4317468.5364 | 4502378.8247 | 4317468.5364 | 4346131.5975 | 4317468.5364 | 4346131.5975 | #VALUE! | [7 empty] | 4418335.351 | 4418335.351
| T_A_580 | 05.9998 | EPC Lump Sum Supply AC Collection System |  |  | 3005312.0813 | 1673494.6816 | 532641.8367 | 1070578.2939 | 1070608.0325 | 1764127.6103 | 1057322.0961 | 551709.4222 | 1057322.0961 | 545333.3275 | 1057322.0961 | 545333.3275 | #VALUE! | [7 empty] | 1061915.9422 | 1061915.9422
| T_A_581 | 06.9998 | EPC Lump Sum AC Collection Installation |  |  | 3553629.3189 | 2426110.2151 | 1076773.4991 | 1588379.0828 | 1588405.7024 | 2415495.1857 | 1576077.822 | 1052696.154 | 1576077.822 | 1146566.6973 | 1576077.822 | 1146566.6973 | #VALUE! | [7 empty] | 1565703.6271 | 1565703.6271
| T_A_582 | 05.9997 | EPC Lump Sum SCADA System Supply and Install |  |  | 510000 | 510000 | 212500 | 212500 | 212500 | 510000 | 212500 | 204000 | 212500 | 204000 | 212500 | 204000 | #VALUE! | [7 empty] | 204000 | 204000
| T_A_583 | 06.5001 | EPC Lump Sum: Testing and Commissioning |  |  | 540015.0664 | 540015.0664 | 532725.4676 | 532725.4676 | 532725.4676 | 540015.0664 | 532725.4676 | 532725.4676 | 532725.4676 | 532725.4676 | 532725.4676 | 532725.4676 | #VALUE! | [7 empty] | 532725.4676 | 532725.4676
| T_A_584 | 14.9998 | EPC Lump Sum Project Management and Administrative |  |  | 7691376.9326 | 7488111.521 | 5747743.0299 | 6023930.3569 | 6294992.3924 | 7436052.8376 | 5119911.2406 | 3560225.8823 | 6023069.2686 | 6408875.8569 | 6023069.2686 | 6408875.8569 | #VALUE! | [7 empty] | 5167842.0697 | 5167842.0697
| T_A_585 | 14.1998 | EPC Lump Sum Contractor Demobilization |  |  | 902830.607 | 751050.0382 | 415951.7781 | 485541.2839 | 494639.7111 | 421440.7437 | 477783.2065 | 236705.6328 | 483799.8177 | 476816.2256 | 483799.8177 | 475423.5621 | #N/A | [7 empty] | 485101.4465 | 485101.4465
| T_A_586 | 14.6002 | EPC Sales Tax |  |  | 0 | 0 | 0 | 0 | 0 | 0 | 0 | 0 | 0 | 0 | 0 | 0 | #N/A | [7 empty] | 0 | 0
| T_A_587 | 14.6001 | EPC - NEE Requested LOC |  |  | 0 | 0 | 0 | 0 | 0 | 0 | 0 | 0 | 0 | 0 | 0 | 0 | #N/A | [7 empty] | 0 | 0
| T_A_588 |  | SUBTOTAL |  |  | 105364652.8621 | 89046499.5843 | 45840462.3335 | 56085816.5852 | 57426064.5828 | 95776418.8306 | 54390774.5281 | 51399579.2364 | 55907053.8832 | 55644749.5075 | 55907053.8832 | 55502830.4721 | #VALUE! | [7 empty] | 54925827.37 | 54925827.37
| T_A_589 |  |  |  | $/Wdc | 0.3763 | 0.31802 | 0.42445 | 0.51931 | 0.53172 | 0.34206 | 0.50362 | 0.47592 | 0.51766 | 0.51523 | 0.51766 | 0.51392 | #VALUE! | [7 empty] | 0.50857 | 0.50857
| T_A_590 | 97.1016 | EPC Material and Labor Escalation |  |  | 6274504.9089 | 4933863.9055 | 3650124.0839 | 4808951.7256 | 3702444.2966 | 5463648.1377 | 3468028.435 | 3144615.0697 | 4787664.5901 | 3580552.7496 | 4787664.5901 | 3567831.3334 | 0 | [7 empty] | 3478559.1406 | 3478559.1406
| T_A_591 | 97.2001 | Technology Discount |  |  | 0 | 0 | 0 | 0 | 0 | 0 | 0 | 0 | 0 | 0 | 0 | 0 | #VALUE! | [7 empty] | 0 | 0
| T_A_592 | 97.2002 | Business Decision Adjustment |  |  | 0 | 0 | 0 | 0 | 0 | 0 | 0 | 0 | 0 | 0 | 0 | 0 | #VALUE! | [7 empty] | 0 | 0
| T_A_593 | 97.201 | Commodity Adjustments |  |  | 0 | 0 | 0 | 0 | 0 | 0 | 0 | 0 | 0 | 0 | 0 | 0 | #VALUE! | [7 empty] | 0 | 0
| T_A_594 |  | SUBTOTAL |  |  | 6274504.9089 | 4933863.9055 | 3650124.0839 | 4808951.7256 | 3702444.2966 | 5463648.1377 | 3468028.435 | 3144615.0697 | 4787664.5901 | 3580552.7496 | 4787664.5901 | 3567831.3334 | #VALUE! | [7 empty] | 3478559.1406 | 3478559.1406
| T_A_595 |  |  |  | $/Wdc | 0.022409 | 0.017621 | 0.033797 | 0.044527 | 0.034282 | 0.019513 | 0.032111 | 0.029117 | 0.04433 | 0.033153 | 0.04433 | 0.033035 | #VALUE! | [7 empty] | 0.032209 | 0.032209
| T_A_596 | 07.9998 | EPC Lump Sum Supply SS Material |  |  | 877506.6566 | 808960.2076 | 123339.9922 | 145175.3017 | 145175.3017 | 517840.3108 | 145175.3017 | 130901.211 | 145175.3017 | 145175.3017 | 145175.3017 | 145175.3017 | #VALUE! | [7 empty] | 163394.6409 | 163394.6409
| T_A_597 | 08.9989 | EPC Substation Mobilization |  |  | 120003.3481 | 120003.3481 | 35515.0312 | 35515.0312 | 35515.0312 | 120003.3481 | 35515.0312 | 35515.0312 | 35515.0312 | 35515.0312 | 35515.0312 | 35515.0312 | #N/A | [7 empty] | 136140.9528 | 136140.9528
| T_A_598 | 08.9990 | EPC Substation Lump Sum Civil Work |  |  | 1529092.5902 | 313368.4297 | 61718.7446 | 118799.0897 | 118799.0897 | 740891.3879 | 118799.0897 | 118799.0897 | 118799.0897 | 118799.0897 | 118799.0897 | 118799.0897 | #N/A | [7 empty] | 118799.0897 | 118799.0897
| T_A_599 | 08.9991 | EPC Substation Lump Sum Concrete Work |  |  | 199847.8518 | 179348.3456 | 19942.3911 | 36497.1956 | 36497.1956 | 223040.1409 | 36497.1956 | 10879.1196 | 36497.1956 | 36497.1956 | 36497.1956 | 36497.1956 | #N/A | [7 empty] | 43805.863 | 43805.863
| T_A_600 | 08.9992 | EPC Substation Lump Sum Supply & install conduit&cable |  |  | 104218.4267 | 78321.982 | 1783.8344 | 1293.2799 | 1293.2799 | 31007.6917 | 1293.2799 | 3567.6687 | 1293.2799 | 1293.2799 | 1293.2799 | 1293.2799 | #N/A | [7 empty] | 14270.675 | 14270.675
| T_A_601 | 08.9993 | EPC Substation Lump Sum Supply & install ground grid |  |  | 119235.5427 | 107409.2127 | 17757.5156 | 17757.5156 | 17757.5156 | 119235.5427 | 17757.5156 | 11098.4472 | 17757.5156 | 17757.5156 | 17757.5156 | 17757.5156 | #N/A | [7 empty] | 17757.5156 | 17757.5156
| T_A_602 | 08.9994 | EPC Substation Lump Sum Supply & install Electrical |  |  | 438207.3641 | 304155.8556 | 97130.4806 | 88365.8246 | 88365.8246 | 247239.458 | 88365.8246 | 103835.5076 | 88365.8246 | 88365.8246 | 88365.8246 | 88365.8246 | #N/A | [7 empty] | 117681.6753 | 117681.6753
| T_A_603 | 08.9995 | EPC Substation Lump Sum Supply & install buss & steel |  |  | 141081.6331 | 123785.3826 | 23829.1653 | 46321.7224 | 46321.7224 | 202600.5095 | 46321.7224 | 44603.6828 | 46321.7224 | 46321.7224 | 46321.7224 | 46321.7224 | #N/A | [7 empty] | 55902.9897 | 55902.9897
| T_A_604 | 08.9996 | EPC Substation Lump Sum Contractor other |  |  | 298052.6633 | 295075.0742 | 92636.1794 | 154067.7945 | 154067.7945 | 292552.5796 | 154067.7945 | 154067.7945 | 154067.7945 | 154067.7945 | 154067.7945 | 154067.7945 | #N/A | [7 empty] | 145189.0367 | 145189.0367
| T_A_605 | 08.9997 | EPC Substation Lump Sum De-mobilization |  |  | 30000.837 | 30000.837 | 8878.7578 | 8878.7578 | 8878.7578 | 30000.837 | 8878.7578 | 8878.7578 | 8878.7578 | 8878.7578 | 8878.7578 | 8878.7578 | #N/A | [7 empty] | 34035.2382 | 34035.2382
| T_A_606 | 09.8005 | EPC Switchyard Lump Sum Labor & Materials |  |  | 3805864.7309 | 0 | 0 | 0 | 0 | 0 | 0 | 0 | 0 | 0 | 0 | 0 | 0 | [7 empty] | 0 | 0
| T_A_607 | 11.3001 | EPC T-Line Lump Sum Labor & Materials |  |  | 0 | 0 | 0 | 0 | 0 | 0 | 0 | 0 | 0 | 0 | 0 | 0 | 0 | [7 empty] | 0 | 0
| T_A_608 | 97.1005 | EPC SS Material Escalation |  |  | 24562.6426 | 12789.0897 | 3738.5002 | 4912.418 | 3890.6428 | 15551.3887 | 3890.6428 | 3756.6814 | 4912.418 | 3890.6428 | 4912.418 | 3890.6428 | 0 | [7 empty] | 4512.6833 | 4512.6833
| T_A_609 | 97.1006 | EPC SS Labor Escalation |  |  | 248672.1373 | 129476.7149 | 40573.5957 | 53314.0166 | 39388.859 | 157442.2241 | 39388.859 | 38032.6338 | 53314.0166 | 39388.859 | 53314.0166 | 39388.859 | 0 | [7 empty] | 45686.3959 | 45686.3959
| T_A_610 | 97.1008 | EPC T-Line Labor Escalation |  |  | 0 | 0 | 0 | 0 | 0 | 0 | 0 | 0 | 0 | 0 | 0 | 0 | 0 | [7 empty] | 0 | 0
| T_A_611 | 97.1011 | EPC Switchyard Labor Escalation |  |  | 0 | 0 | 0 | 0 | 0 | 0 | 0 | 0 | 0 | 0 | 0 | 0 | 0 | [7 empty] | 0 | 0
| T_A_612 |  | SUBTOTAL |  |  | 7936346.4243 | 2502694.4797 | 526844.1882 | 710897.9478 | 695951.0149 | 2697405.4191 | 695951.0149 | 663935.6253 | 710897.9478 | 695951.0149 | 710897.9478 | 695951.0149 | #VALUE! | [7 empty] | 897176.7563 | 897176.7563
| T_A_613 |  |  |  | $/Wdc | 0.028344 | 0.0089382 | 0.0048782 | 0.0065824 | 0.006444 | 0.0096336 | 0.006444 | 0.0061476 | 0.0065824 | 0.006444 | 0.0065824 | 0.006444 | #VALUE! | [7 empty] | 0.0083072 | 0.0083072
| T_A_614 | 05.1299 | EPC Lump Sum PCU Supply |  |  | 0 | 0 | 0 | 0 | 0 | 0 | 0 | 0 | 0 | 0 | 0 | 0 | 0 | [7 empty] | 0 | 0
| T_A_615 | EPCTOTALCOST | EPC TOTAL COST |  |  | 119575504.1953 | 96483057.9696 | 50017430.6055 | 61605666.2585 | 61824459.8943 | 103937472.3874 | 58554753.978 | 55208129.9314 | 61405616.4211 | 59921253.2721 | 61405616.4211 | 59766612.8204 | #VALUE! | [7 empty] | 59301563.2669 | 59301563.2669
| T_A_616 |  |  |  |  | 0.42706 | 0.34458 | 0.46312 | 0.57042 | 0.57245 | 0.37121 | 0.54217 | 0.51119 | 0.56857 | 0.55483 | 0.56857 | 0.55339 | #VALUE! | [7 empty] | 0.54909 | 0.54909
| T_A_617 |  |  |  | Check = (0) | 0 | 0 | 0 | 0 | 0 | 0 | 0 | 0 | 0 | 0 | 0 | 0 | #VALUE! | [7 empty] | 0 | 0
T_A_618
| T_A_619 |  | IRDOT Cost Summary
| T_A_620 | IRModule Cost | Module Cost | PV | $ | 88120691.7698 | 88120691.7698 | 34277832.4944 | 34277832.4944 | 35128181.3453 | 88120691.7698 | 34615577.949 | 36485658.2683 | 34277832.4944 | 34277832.4944 | 34277832.4944 | 34277832.4944 | #N/A | [7 empty] | 36485658.2683 | 36485658.2683
| T_A_621 | IRDC System Cost | DC System Cost | DC | $ | 67499151.9852 | 65365993.9967 | 31086373.3222 | 35138755.1414 | 35989306.0973 | 67724008.6918 | 35070415.94 | 36428133.5393 | 35070415.94 | 35131738.2969 | 35070415.94 | 35131738.2969 | #VALUE! | [7 empty] | 35942047.7673 | 35942047.7673
| T_A_622 | IRBOS | BOS | BOS | $ | 84929512.9158 | 64781096.1754 | 32667216.4787 | 42397876.6558 | 41856790.6967 | 62521700.0772 | 39969393.5912 | 33249758.7475 | 43940439.3158 | 42282883.7532 | 42246161.0361 | 40418500.9768 | #N/A | [7 empty] | 39918038.799 | 41456854.848
| T_A_623 | IRTotal E&C | Total E&C |  |  | 240549356.6708 | 218267781.9419 | 98031422.2952 | 111814464.2917 | 112974278.1393 | 218366400.5388 | 109655387.4801 | 106163550.5551 | 113288687.7502 | 111692454.5445 | 111594409.4705 | 109828071.7681 | #N/A | [7 empty] | 112345744.8347 | 113884560.8837
| T_A_624 |  |  |  | Check = (0) | 0 | 0 | 0 | 0 | 0 | 0 | 0 | 0 | 0 | 0 | 0 | 0 | #N/A | [7 empty] | 0 | 0
| T_A_625 |  | Name Plate Rating, Mwe (Nominal) AC |  | MWac | 200 | 200 | 80 | 80 | 80 | 200 | 80 | 80 | 80 | 80 | 80 | 80 | [8 empty] | 80 | 80
| T_A_626 |  | DC/AC Ratio at POI |  |  | 1.4 | 1.4 | 1.35 | 1.35 | 1.35 | 1.4 | 1.35 | 1.35 | 1.35 | 1.35 | 1.35 | 1.35 | [8 empty] | 1.35 | 1.35
| T_A_627 |  | Plant DC Size (MWdc) |  | MWdc | 280 | 280 | 108 | 108 | 108 | 280 | 108 | 108 | 108 | 108 | 108 | 108 | #VALUE! | [7 empty] | 108 | 108
| T_A_628 |  | Project Size - (MVA@1.0PF) |  | MVA | 226.2 | 226.2 | 92.23 | 92.23 | 92.23 | 226.2 | 92.23 | 88.22 | 92.23 | 88.22 | 92.23 | 88.22 | #VALUE! | [7 empty] | 88.22 | 88.22
| T_A_629 | IR$/Wdc | Module Cost | PV | $/Wdc | 0.31 | 0.31 | 0.32 | 0.32 | 0.33 | 0.31 | 0.32 | 0.34 | 0.32 | 0.32 | 0.32 | 0.32 | #N/A | [7 empty] | 0.34 | 0.34
| T_A_630 | IR$/MWdc | DC System Cost | DC | $/MWdc | 241100 | 233400 | 287800 | 325400 | 333200 | 241900 | 324700 | 337300 | 324700 | 325300 | 324700 | 325300 | #VALUE! | [7 empty] | 332800 | 332800
| T_A_631 | IR$/MWac | BOS | BOS | $/MWac | 424600 | 323900 | 408300 | 530000 | 523200 | 312600 | 499600 | 415600 | 549300 | 528500 | 528100 | 505200 | #N/A | [7 empty] | 499000 | 518200
T_A_632
T_A_633
T_A_639
T_A_640
| T_A_641 |  | Solar ARO
T_A_642
| T_A_643 |  | Solar ARO Estimate Dollar Basis |  | Basis Year | 2025 | 2025 | 2026 | 2026 | 2025 | 2025 | 2025 | 2025 | 2026 | 2025 | 2026 | 2025 | #VALUE! | [7 empty] | 2025 | 2025
| T_A_644 |  | Solar Demolition |  | Subtotal Cost | 10045594.0563 | 9386420.5046 | 5239153.1515 | 6060141.0201 | 6177523.8677 | 10818131.1991 | 5906010.6678 | 5916328.0964 | 6032755.4135 | 6086926.3053 | 6023096.0744 | 6035342.016 | 0 | [7 empty] | 6068273.9631 | 0
| T_A_645 |  | Solar Salvage |  | Salvage Value (Payment to NEER) | -6866207.0707 | -6527553.6862 | -1826856.2155 | -1916584.4786 | -1950152.9917 | -6873106.7827 | -1914127.3668 | -1978868.1711 | -1914127.3668 | -1898244.9213 | -1914127.3668 | -1898244.9213 | 0 | [7 empty] | -3258749.7287 | 0
| T_A_646 |  | Solar Net |  |  | 3179386.9856 | 2858866.8183 | 3412296.936 | 4143556.5415 | 4227370.876 | 3945024.4164 | 3991883.301 | 3937459.9253 | 4118628.0467 | 4188681.384 | 4108968.7076 | 4137097.0946 | 0 | [7 empty] | 2809524.2344 | 0
| T_A_647 |  | Solar ARO Market Risk Premium |  |  | Excluded | Excluded | Excluded | Excluded | Excluded | Excluded | Excluded | Excluded | Excluded | Excluded | Excluded | Excluded | Excluded | [7 empty] | Excluded | Excluded
T_A_648
T_A_649
Note on K2: Jafe: This is the Scenario Selection for the Pre-Estimation Sheet
Note on L2: Jafe: This is the Scenario Selection for the Pre-Estimation Sheet
Note on M2: Jafe: This is the Scenario Selection for the Pre-Estimation Sheet
Note on N2: Jafe: This is the Scenario Selection for the Pre-Estimation Sheet
Note on O2: Jafe: This is the Scenario Selection for the Pre-Estimation Sheet
Note on P2: Jafe: This is the Scenario Selection for the Pre-Estimation Sheet
Note on Q2: Jafe: This is the Scenario Selection for the Pre-Estimation Sheet
Note on R2: Jafe: This is the Scenario Selection for the Pre-Estimation Sheet
Note on S2: Jafe: This is the Scenario Selection for the Pre-Estimation Sheet
Note on T2: Jafe: This is the Scenario Selection for the Pre-Estimation Sheet
Note on J4: Jafe: Change to Reference Column Letter of Project Sleeve you want to compare S-Power to
Note on F5: Jafe: Version Letter
Note on G5: Jafe: Price Revision Date
Note on I72: Jafe: For Non Skid PCU's Complete the Inverter and Transformer Information
Note on J72: Jafe: For Non Skid PCU's Complete the Inverter and Transformer Information
Note on K72: Jafe: For Non Skid PCU's Complete the Inverter and Transformer Information
Note on M72: Jafe: For Non Skid PCU's Complete the Inverter and Transformer Information
Note on N72: Jafe: For Non Skid PCU's Complete the Inverter and Transformer Information
Note on O72: Jafe: For Non Skid PCU's Complete the Inverter and Transformer Information
Note on P72: Jafe: For Non Skid PCU's Complete the Inverter and Transformer Information
Note on Q72: Jafe: For Non Skid PCU's Complete the Inverter and Transformer Information
Note on R72: Jafe: For Non Skid PCU's Complete the Inverter and Transformer Information
Note on S72: Jafe: For Non Skid PCU's Complete the Inverter and Transformer Information
Note on T72: Jafe: For Non Skid PCU's Complete the Inverter and Transformer Information
Note on H129: T.A.Sihvola: You can overwrite this formula with (Yes / No)
Note on K129: T.A.Sihvola: You can overwrite this formula with (Yes / No)
Note on L129: T.A.Sihvola: You can overwrite this formula with (Yes / No)
Note on M129: T.A.Sihvola: You can overwrite this formula with (Yes / No)
Note on N129: T.A.Sihvola: You can overwrite this formula with (Yes / No)
Note on O129: T.A.Sihvola: You can overwrite this formula with (Yes / No)
Note on P129: T.A.Sihvola: You can overwrite this formula with (Yes / No)
Note on Q129: T.A.Sihvola: You can overwrite this formula with (Yes / No)
Note on R129: T.A.Sihvola: You can overwrite this formula with (Yes / No)
Note on S129: T.A.Sihvola: You can overwrite this formula with (Yes / No)
Note on T129: T.A.Sihvola: You can overwrite this formula with (Yes / No)
Note on H130: T.A.Sihvola: You can overwrite this formula with (the modified Cement Ratio)
Note on K130: T.A.Sihvola: You can overwrite this formula with (the modified Cement Ratio)
Note on L130: T.A.Sihvola: You can overwrite this formula with (the modified Cement Ratio)
Note on M130: T.A.Sihvola: You can overwrite this formula with (the modified Cement Ratio)
Note on N130: T.A.Sihvola: You can overwrite this formula with (the modified Cement Ratio)
Note on O130: T.A.Sihvola: You can overwrite this formula with (the modified Cement Ratio)
Note on P130: T.A.Sihvola: You can overwrite this formula with (the modified Cement Ratio)
Note on Q130: T.A.Sihvola: You can overwrite this formula with (the modified Cement Ratio)
Note on R130: T.A.Sihvola: You can overwrite this formula with (the modified Cement Ratio)
Note on S130: T.A.Sihvola: You can overwrite this formula with (the modified Cement Ratio)
Note on T130: T.A.Sihvola: You can overwrite this formula with (the modified Cement Ratio)
Note on H131: T.A.Sihvola: You can overwrite this formula with (Yes / No)
Note on K131: T.A.Sihvola: You can overwrite this formula with (Yes / No)
Note on M131: T.A.Sihvola: You can overwrite this formula with (Yes / No)
Note on N131: T.A.Sihvola: You can overwrite this formula with (Yes / No)
Note on O131: T.A.Sihvola: You can overwrite this formula with (Yes / No)
Note on P131: T.A.Sihvola: You can overwrite this formula with (Yes / No)
Note on Q131: T.A.Sihvola: You can overwrite this formula with (Yes / No)
Note on R131: T.A.Sihvola: You can overwrite this formula with (Yes / No)
Note on S131: T.A.Sihvola: You can overwrite this formula with (Yes / No)
Note on T131: T.A.Sihvola: You can overwrite this formula with (Yes / No)
Note on H148: T.A.Sihvola: You can overwrite this formula with (Low / Moderate / High / Very High / Extm High)
Note on I148: T.A.Sihvola: You can overwrite this formula with (Low / Moderate / High / Very High / Extm High)
Note on J148: T.A.Sihvola: You can overwrite this formula with (Low / Moderate / High / Very High / Extm High)
Note on K148: T.A.Sihvola: You can overwrite this formula with (Low / Moderate / High / Very High / Extm High)
Note on M148: T.A.Sihvola: You can overwrite this formula with (Low / Moderate / High / Very High / Extm High)
Note on N148: T.A.Sihvola: You can overwrite this formula with (Low / Moderate / High / Very High / Extm High)
Note on O148: T.A.Sihvola: You can overwrite this formula with (Low / Moderate / High / Very High / Extm High)
Note on P148: T.A.Sihvola: You can overwrite this formula with (Low / Moderate / High / Very High / Extm High)
Note on Q148: T.A.Sihvola: You can overwrite this formula with (Low / Moderate / High / Very High / Extm High)
Note on R148: T.A.Sihvola: You can overwrite this formula with (Low / Moderate / High / Very High / Extm High)
Note on S148: T.A.Sihvola: You can overwrite this formula with (Low / Moderate / High / Very High / Extm High)
Note on T148: T.A.Sihvola: You can overwrite this formula with (Low / Moderate / High / Very High / Extm High)
Note on H149: T.A.Sihvola: You can overwrite this formula with (Poor / Normal)
Note on I149: T.A.Sihvola: You can overwrite this formula with (Poor / Normal)
Note on J149: T.A.Sihvola: You can overwrite this formula with (Poor / Normal)
Note on K149: T.A.Sihvola: You can overwrite this formula with (Poor / Normal)
Note on M149: T.A.Sihvola: You can overwrite this formula with (Poor / Normal)
Note on N149: T.A.Sihvola: You can overwrite this formula with (Poor / Normal)
Note on O149: T.A.Sihvola: You can overwrite this formula with (Poor / Normal)
Note on P149: T.A.Sihvola: You can overwrite this formula with (Poor / Normal)
Note on Q149: T.A.Sihvola: You can overwrite this formula with (Poor / Normal)
Note on R149: T.A.Sihvola: You can overwrite this formula with (Poor / Normal)
Note on S149: T.A.Sihvola: You can overwrite this formula with (Poor / Normal)
Note on T149: T.A.Sihvola: You can overwrite this formula with (Poor / Normal)
Note on H150: T.A.Sihvola: You can overwrite this formula with (Vry Poor / Poor / Mod Poor / Mod Good / Vry Good)
Note on I150: T.A.Sihvola: You can overwrite this formula with (Vry Poor / Poor / Mod Poor / Mod Good / Vry Good)
Note on J150: T.A.Sihvola: You can overwrite this formula with (Vry Poor / Poor / Mod Poor / Mod Good / Vry Good)
Note on K150: T.A.Sihvola: You can overwrite this formula with (Vry Poor / Poor / Mod Poor / Mod Good / Vry Good)
Note on M150: T.A.Sihvola: You can overwrite this formula with (Vry Poor / Poor / Mod Poor / Mod Good / Vry Good)
Note on N150: T.A.Sihvola: You can overwrite this formula with (Vry Poor / Poor / Mod Poor / Mod Good / Vry Good)
Note on O150: T.A.Sihvola: You can overwrite this formula with (Vry Poor / Poor / Mod Poor / Mod Good / Vry Good)
Note on P150: T.A.Sihvola: You can overwrite this formula with (Vry Poor / Poor / Mod Poor / Mod Good / Vry Good)
Note on Q150: T.A.Sihvola: You can overwrite this formula with (Vry Poor / Poor / Mod Poor / Mod Good / Vry Good)
Note on R150: T.A.Sihvola: You can overwrite this formula with (Vry Poor / Poor / Mod Poor / Mod Good / Vry Good)
Note on S150: T.A.Sihvola: You can overwrite this formula with (Vry Poor / Poor / Mod Poor / Mod Good / Vry Good)
Note on T150: T.A.Sihvola: You can overwrite this formula with (Vry Poor / Poor / Mod Poor / Mod Good / Vry Good)
Note on I156: JAFE: Not MVA rating constrained
Note on K156: JAFE: Not MVA rating constrained
Note on L156: JAFE: Not MVA rating constrained
Note on M156: JAFE: Not MVA rating constrained
Note on N156: JAFE: Not MVA rating constrained
Note on O156: JAFE: Not MVA rating constrained
Note on P156: JAFE: Not MVA rating constrained
Note on Q156: JAFE: Not MVA rating constrained
Note on R156: JAFE: Not MVA rating constrained
Note on S156: JAFE: Not MVA rating constrained
Note on T156: JAFE: Not MVA rating constrained
Note on H157: JAFE: Not MVA rating constrained
Note on I157: JAFE: Not MVA rating constrained
Note on J157: JAFE: Not MVA rating constrained
Note on K157: JAFE: Not MVA rating constrained
Note on M157: JAFE: Not MVA rating constrained
Note on N157: JAFE: Not MVA rating constrained
Note on O157: JAFE: Not MVA rating constrained
Note on P157: JAFE: Not MVA rating constrained
Note on Q157: JAFE: Not MVA rating constrained
Note on R157: JAFE: Not MVA rating constrained
Note on S157: JAFE: Not MVA rating constrained
Note on T157: JAFE: Not MVA rating constrained
Note on H168: JAFE: Not MVA rating constrained

## Model
T_M_0
|  |  | UNIFIER CBS CODES & CATEGORIES | [10 empty] | USED FOR SS CALCULATIONS | [10 empty] | CAN PRICING | [5 empty] | USA PRICING |  |  |  |  | T_A_5 | ASSUMP_UID_COLUMNS |  |  |  |  | T_M_1 | [14 empty] | T_M_1_1 | Red Pricing Project Name | [5 empty] | Jafe S-Power 200 | [5 empty] | Jafe S-Power 80 | [5 empty] | Roundhouse Solar | [5 empty] | Roundhouse Solar | [5 empty] | Red Pricing Project Name | [5 empty] | Step 0 Template Updates | [5 empty] | Step 1: Maturity Index | [5 empty] | Step 1: COD | [5 empty] | Step 2: Modules & Pricing & SH | [5 empty] | Step 2: O&M Bldg Smaller | [5 empty] | Step 4: Kv115 to 35
[36 empty] | T_A_8 |  |  |  | T_A_112 |  | T_M_2 | [15 empty] | Universal | Project Team |  |  | BESS?: | No | Universal | Project Team |  |  | BESS?: | No | Universal | Project Team |  |  | BESS?: | No | Universal | Project Team |  |  | BESS?: | No | Universal | Project Team |  |  | BESS?: | No | Universal | Project Team |  |  | BESS?: | No | Universal | Project Team |  |  | BESS?: | No | Universal | Project Team |  |  | BESS?: | No | Universal | Project Team |  |  | BESS?: | No | Universal | Project Team |  |  | BESS?: | No | Universal | Project Team |  |  | BESS?: | No | Universal | Project Team |  |  | BESS?: | No |  | Project Team |  |  | BESS?:
[23 empty] | Column __ | [18 empty] | T_M_3 |  |  |  |  | Assump Column | [10 empty] | Module Info |  | H | <-- Assump Column |  |  | Module Info |  | I | <-- Assump Column |  |  | Module Info |  | J | <-- Assump Column |  |  | Module Info |  | K | <-- Assump Column |  |  | Module Info |  | L | <-- Assump Column |  |  | Module Info |  | M | <-- Assump Column |  |  | Module Info |  | N | <-- Assump Column |  |  | Module Info |  | O | <-- Assump Column |  |  | Module Info |  | P | <-- Assump Column |  |  | Module Info |  | Q | <-- Assump Column |  |  | Module Info |  | R | <-- Assump Column |  |  | Module Info |  | S | <-- Assump Column |  |  | Module Info |  | T | <-- Assump Column
[23 empty] | GE | [12 empty] | T_A_68 |  |  | T_A_18 |  |  | T_M_4 | C | C | C | [12 empty] | S-Track | Module |  | 200 | Mwe Normal |  | S-Track | Module |  | 200 | Mwe Normal |  | S-Track | Module |  | 80 | Mwe Normal |  | S-Track | Module |  | 80 | Mwe Normal |  | S-Track | Module |  | 80 | Mwe Normal |  | S-Track | Module |  | 200 | Mwe Normal |  | S-Track | Module |  | 80 | Mwe Normal |  | S-Track | Module |  | 80 | Mwe Normal |  | S-Track | Module |  | 80 | Mwe Normal |  | S-Track | Module |  | 80 | Mwe Normal |  | S-Track | Module |  | 80 | Mwe Normal |  | S-Track | Module |  | 80 | Mwe Normal |  |  | Module |  |  | Mwe Normal
[23 empty] | 1.6 | T-Line | [11 empty] | T_A_70 |  |  | T_A_58 |  |  | T_M_5 | [15 empty] | Portrait 1 | Orientation |  | 1.2378 | DC/AC Inverter Load Ratio |  | Portrait 1 | Orientation |  | 1.2378 | DC/AC Inverter Load Ratio |  | Portrait 1 | Orientation |  | 1.171 | DC/AC Inverter Load Ratio |  | Portrait 1 | Orientation |  | 1.171 | DC/AC Inverter Load Ratio |  | Portrait 1 | Orientation |  | 1.171 | DC/AC Inverter Load Ratio |  | Portrait 1 | Orientation |  | 1.2378 | DC/AC Inverter Load Ratio |  | Portrait 1 | Orientation |  | 1.171 | DC/AC Inverter Load Ratio |  | Portrait 1 | Orientation |  | 1.2242 | DC/AC Inverter Load Ratio |  | Portrait 1 | Orientation |  | 1.171 | DC/AC Inverter Load Ratio |  | Portrait 1 | Orientation |  | 1.2242 | DC/AC Inverter Load Ratio |  | Portrait 1 | Orientation |  | 1.171 | DC/AC Inverter Load Ratio |  | Portrait 1 | Orientation |  | 1.2242 | DC/AC Inverter Load Ratio |  |  | Orientation |  |  | DC/AC Inverter Load Ratio
[23 empty] | 63 | 5 | [11 empty] | T_A_69 |  |  | T_A_63 |  |  | T_M_6 | [15 empty] | Jafe Dist | Tracker |  | 3.9 | PCU Size (MVA) |  | Jafe Dist | Tracker |  | 3.9 | PCU Size (MVA) |  | Jafe Dist | Tracker |  | 4.01 | PCU Size (MVA) |  | Jafe Dist | Tracker |  | 4.01 | PCU Size (MVA) |  | Jafe Dist | Tracker |  | 4.01 | PCU Size (MVA) |  | Jafe Dist | Tracker |  | 3.9 | PCU Size (MVA) |  | Jafe Dist | Tracker |  | 4.01 | PCU Size (MVA) |  | Jafe Dist | Tracker |  | 4.01 | PCU Size (MVA) |  | Jafe Dist | Tracker |  | 4.01 | PCU Size (MVA) |  | Jafe Dist | Tracker |  | 4.01 | PCU Size (MVA) |  | Jafe Dist | Tracker |  | 4.01 | PCU Size (MVA) |  | Jafe Dist | Tracker |  | 4.01 | PCU Size (MVA) |  | Jafe Dist | Tracker |  |  | PCU Size (MVA)
[36 empty] | T_A_74 |  |  | T_A_94 |  |  | T_M_7 | [15 empty] | 0 | Rack Tilt |  | 58 | Number of PCU |  | 0 | Rack Tilt |  | 58 | Number of PCU |  | 0 | Rack Tilt |  | 23 | Number of PCU |  | 0 | Rack Tilt |  | 23 | Number of PCU |  | 0 | Rack Tilt |  | 23 | Number of PCU |  | 0 | Rack Tilt |  | 58 | Number of PCU |  | 0 | Rack Tilt |  | 23 | Number of PCU |  | 0 | Rack Tilt |  | 22 | Number of PCU |  | 0 | Rack Tilt |  | 23 | Number of PCU |  | 0 | Rack Tilt |  | 22 | Number of PCU |  | 0 | Rack Tilt |  | 23 | Number of PCU |  | 0 | Rack Tilt |  | 22 | Number of PCU |  |  | Rack Tilt |  | #VALUE! | Number of PCU
[36 empty] | T_A_21 |  |  | T_A_61 |  |  | T_M_8 | [15 empty] | 0.4 | GCR | Manuf/Size | 3.9 | (Mwe) Inverter Size |  | 0.4 | GCR | Manuf/Size | 3.9 | (Mwe) Inverter Size |  | 0.34 | GCR | Manuf/Size | 4.01 | (Mwe) Inverter Size |  | 0.34 | GCR | Manuf/Size | 4.01 | (Mwe) Inverter Size |  | 0.34 | GCR | Manuf/Size | 4.01 | (Mwe) Inverter Size |  | 0.4 | GCR | Manuf/Size | 3.9 | (Mwe) Inverter Size |  | 0.34 | GCR | Manuf/Size | 4.01 | (Mwe) Inverter Size |  | 0.34 | GCR | Manuf/Size | 4.01 | (Mwe) Inverter Size |  | 0.34 | GCR | Manuf/Size | 4.01 | (Mwe) Inverter Size |  | 0.34 | GCR | Manuf/Size | 4.01 | (Mwe) Inverter Size |  | 0.34 | GCR | Manuf/Size | 4.01 | (Mwe) Inverter Size |  | 0.34 | GCR | Manuf/Size | 4.01 | (Mwe) Inverter Size |  |  | GCR | Manuf/Size |  | (Mwe) Inverter Size
[36 empty] | T_A_36 | T_A_53 |  | T_A_60 |  |  | T_M_9 | [15 empty] | BYD_NLBK36_MC_BF_570 | Central |  | FS4200M | Manufacture |  | BYD_NLBK36_MC_BF_570 | Central |  | FS4200M | Manufacture |  | BYD_NLBK36_MC_BF_570 | Central |  | FS4010M | Manufacture |  | BYD_NLBK36_MC_BF_570 | Central |  | FS4010M | Manufacture |  | BYD_NLBK36_MC_BF_555 | Central |  | FS4010M | Manufacture |  | BYD_NLBK36_MC_BF_570 | Central |  | FS4200M | Manufacture |  | BYD_NLBK36_MC_BF_570 | Central |  | FS4010M | Manufacture |  | BYD_MLTK_MC_BF_555 | Central |  | FS4010M | Manufacture |  | BYD_NLBK36_MC_BF_570 | Central |  | FS4010M | Manufacture |  | BYD_NLBK36_MC_BF_570 | Central |  | FS4010M | Manufacture |  | BYD_NLBK36_MC_BF_570 | Central |  | FS4010M | Manufacture |  | BYD_NLBK36_MC_BF_570 | Central |  | FS4010M | Manufacture | [5 empty] | Manufacture
[36 empty] | T_A_35 | [5 empty] | T_M_10 | [15 empty] | 570 | Module Wp |  | 21.5089 | CB's to Inverter (HR) |  | 570 | Module Wp |  | 21.5089 | CB's to Inverter (HR) |  | 570 | Module Wp |  | 21.7257 | CB's to Inverter (HR) |  | 570 | Module Wp |  | 21.7257 | CB's to Inverter (HR) |  | 555 | Module Wp |  | 21.9387 | CB's to Inverter (HR) |  | 570 | Module Wp |  | 21.5089 | CB's to Inverter (HR) |  | 570 | Module Wp |  | 21.7257 | CB's to Inverter (HR) |  | 555 | Module Wp |  | 22.2626 | CB's to Inverter (HR) |  | 570 | Module Wp |  | 21.7257 | CB's to Inverter (HR) |  | 570 | Module Wp |  | 22.7132 | CB's to Inverter (HR) |  | 570 | Module Wp |  | 21.7257 | CB's to Inverter (HR) |  | 570 | Module Wp |  | 22.7132 | CB's to Inverter (HR) |  |  | Module Wp |  | #VALUE! | CB's to Inverter (HR)
[36 empty] | T_A_47 | [5 empty] | T_M_11 | [15 empty] | 1500 | String Volt(dc) |  | Ok | Inverter Check |  | 1500 | String Volt(dc) |  | Ok | Inverter Check |  | 1500 | String Volt(dc) |  | Ok | Inverter Check |  | 1500 | String Volt(dc) |  | Ok | Inverter Check |  | 1500 | String Volt(dc) |  | Ok | Inverter Check |  | 1500 | String Volt(dc) |  | Ok | Inverter Check |  | 1500 | String Volt(dc) |  | Ok | Inverter Check |  | 1500 | String Volt(dc) |  | Ok | Inverter Check |  | 1500 | String Volt(dc) |  | Ok | Inverter Check |  | 1500 | String Volt(dc) |  | Ok | Inverter Check |  | 1500 | String Volt(dc) |  | Ok | Inverter Check |  | 1500 | String Volt(dc) |  | Ok | Inverter Check |  | 1500 | String Volt(dc) |  | #VALUE! | Inverter Check
[36 empty] | T_A_48 |  |  | T_A_93 |  |  | T_M_12 | [15 empty] | 27 | Modules/String |  | 24 | Ft. Inverter Spacing |  | 27 | Modules/String |  | 24 | Ft. Inverter Spacing |  | 26 | Modules/String |  | 24 | Ft. Inverter Spacing |  | 26 | Modules/String |  | 24 | Ft. Inverter Spacing |  | 26 | Modules/String |  | 24 | Ft. Inverter Spacing |  | 27 | Modules/String |  | 24 | Ft. Inverter Spacing |  | 26 | Modules/String |  | 24 | Ft. Inverter Spacing |  | 26 | Modules/String |  | 24 | Ft. Inverter Spacing |  | 26 | Modules/String |  | 24 | Ft. Inverter Spacing |  | 26 | Modules/String |  | 24 | Ft. Inverter Spacing |  | 26 | Modules/String |  | 24 | Ft. Inverter Spacing |  | 26 | Modules/String |  | 24 | Ft. Inverter Spacing |  |  | Modules/String |  | 24 | Ft. Inverter Spacing
[36 empty] | T_A_82 |  |  | T_A_97 |  |  | T_M_13 | [15 empty] | 3 | Strings Lengths/Table |  | 856.7177 | Block Lf Width |  | 3 | Strings Lengths/Table |  | 857.8699 | Block Lf Width |  | 3 | Strings Lengths/Table |  | 917.6876 | Block Lf Width |  | 3 | Strings Lengths/Table |  | 929.9786 | Block Lf Width |  | 3 | Strings Lengths/Table |  | 930.0063 | Block Lf Width |  | 3 | Strings Lengths/Table |  | 857.8699 | Block Lf Width |  | 3 | Strings Lengths/Table |  | 917.6876 | Block Lf Width |  | 3 | Strings Lengths/Table |  | 950.9079 | Block Lf Width |  | 3 | Strings Lengths/Table |  | 917.6876 | Block Lf Width |  | 3 | Strings Lengths/Table |  | 938.3124 | Block Lf Width |  | 3 | Strings Lengths/Table |  | 917.6876 | Block Lf Width |  | 3 | Strings Lengths/Table |  | 938.3124 | Block Lf Width |  | 1 | Strings Lengths/Table |  | #VALUE! | Block Lf Width
[36 empty] | T_A_83 |  |  | T_A_98 |  |  | T_M_14
[36 empty] | T_A_92 | [5 empty] | T_M_15 | [15 empty] | Middle | PCU Location |  | 16.8495 | Columns/Block |  | Middle | PCU Location |  | 16.8948 | Columns/Block |  | Middle | PCU Location |  | 19.333 | Columns/Block |  | Middle | PCU Location |  | 19.8544 | Block Area (Acres) |  | Middle | PCU Location |  | 19.8556 | Block Area (Acres) |  | Middle | PCU Location |  | 16.8948 | Block Area (Acres) |  | Middle | PCU Location |  | 19.333 | Block Area (Acres) |  | Middle | PCU Location |  | 20.7581 | Block Area (Acres) |  | Middle | PCU Location |  | 19.333 | Block Area (Acres) |  | Middle | PCU Location |  | 20.2118 | Block Area (Acres) |  | Middle | PCU Location |  | 19.333 | Block Area (Acres) |  | Middle | PCU Location |  | 20.2118 | Block Area (Acres) |  | Middle | PCU Location |  | #VALUE! | Block Area (Acres)
[36 empty] | T_A_81 |  |  | T_A_72 |  |  | T_M_16 | [15 empty] | Daisy Chain | Dc String Wiring |  | 2.4685 | Leading Edge Hgth |  | Daisy Chain | Dc String Wiring |  | 2.4685 | Leading Edge Hgth |  | Daisy Chain | Dc String Wiring |  | 2.4685 | Leading Edge Hgth |  | Daisy Chain | Dc String Wiring |  | 2.4685 | Leading Edge Hgth |  | Daisy Chain | Dc String Wiring |  | 2.4685 | Leading Edge Hgth |  | Daisy Chain | Dc String Wiring |  | 2.4685 | Leading Edge Hgth |  | Daisy Chain | Dc String Wiring |  | 2.4685 | Leading Edge Hgth |  | Daisy Chain | Dc String Wiring |  | 2.4685 | Leading Edge Hgth |  | Daisy Chain | Dc String Wiring |  | 2.4685 | Leading Edge Hgth |  | Daisy Chain | Dc String Wiring |  | 2.4685 | Leading Edge Hgth |  | Daisy Chain | Dc String Wiring |  | 2.4685 | Leading Edge Hgth |  | Daisy Chain | Dc String Wiring |  | 2.4685 | Leading Edge Hgth |  | Daisy Chain | Dc String Wiring |  |  | Leading Edge Hgth
[23 empty] | 100 | 80 | [14 empty] | T_A_175 |  |  | T_M_17 | T | S | S | L | [14 empty] | 0 | Access Road (Ft) |  |  |  |  | 0 | Access Road (Ft) |  |  |  |  | 0 | Access Road (Ft) |  |  |  |  | 1098 | Access Road (Ft) |  |  |  |  | 1098 | Access Road (Ft) |  |  |  |  | 0 | Access Road (Ft) |  |  |  |  | 1098 | Access Road (Ft) |  |  |  |  | 0 | Access Road (Ft) |  |  |  |  | 1098 | Access Road (Ft) |  |  |  |  | 1098 | Access Road (Ft) |  |  |  |  | 1098 | Access Road (Ft) |  |  |  |  | 0 | Access Road (Ft) |  |  |  |  | 0 | Access Road (Ft)
[23 empty] | 4 | [15 empty] | T_A_174 |  |  | T_M_18 | E | U | U | B | [13 empty] | Block Spacing, Roads Ft per PCU | 841.9467 |  | T-Line |  |  | Block Spacing, Roads Ft per PCU | 843.0791 |  | T-Line |  |  | Block Spacing, Roads Ft per PCU | 877.7881 |  | T-Line |  |  | Block Spacing, Roads Ft per PCU | 1075.3096 |  | T-Line |  |  | Block Spacing, Roads Ft per PCU | 1075.715 |  | T-Line |  |  | Block Spacing, Roads Ft per PCU | 843.0791 |  | T-Line |  |  | Block Spacing, Roads Ft per PCU | 1061.4663 |  | T-Line |  |  | Block Spacing, Roads Ft per PCU | 907.6848 |  | T-Line |  |  | Block Spacing, Roads Ft per PCU | 1061.4663 |  | T-Line |  |  | Block Spacing, Roads Ft per PCU | 1083.08 |  | T-Line |  |  | Block Spacing, Roads Ft per PCU | 1061.4663 |  | T-Line |  |  | Block Spacing, Roads Ft per PCU | 895.6618 |  | T-Line |  |  | Block Spacing, Roads Ft per PCU | #VALUE! |  | T-Line
[39 empty] | T_A_185 | T_A_219 |  | T_M_19 | S | B | M | R | [13 empty] | Collection LF Per PCU | 709.0077 |  | 0 |  |  | Collection LF Per PCU | 709.9613 |  | 0 |  |  | Collection LF Per PCU | 758.0898 |  | 0 |  |  | Collection LF Per PCU | 664.56 |  | 0 |  |  | Collection LF Per PCU | 664.5798 |  | 0 |  |  | Collection LF Per PCU | 709.9613 |  | 0 |  |  | Collection LF Per PCU | 655.7769 |  | 0 |  |  | Collection LF Per PCU | 778.0156 |  | 0 |  |  | Collection LF Per PCU | 655.7769 |  | 0 |  |  | Collection LF Per PCU | 767.7101 |  | 0 |  |  | Collection LF Per PCU | 655.7769 |  | 0 |  |  | Collection LF Per PCU | 767.7101 |  | 0 |  |  | Collection LF Per PCU | #VALUE!
[39 empty] | T_A_186 |  |  | T_M_20 | L | J | M | [14 empty] | Collection HR, Ft | 8422.1857 |  | Miles |  |  | Collection HR, Ft | 3373.4053 |  | Miles |  |  | Collection HR, Ft | 1944.1749 |  | Miles |  |  | Collection HR, Ft | 6664.2244 |  | Miles |  |  | Collection HR, Ft | 6664.4229 |  | Miles |  |  | Collection HR, Ft | 3373.4053 |  | Miles |  |  | Collection HR, Ft | 6575.6536 |  | Miles |  |  | Collection HR, Ft | 1970.2728 |  | Miles |  |  | Collection HR, Ft | 6575.6536 |  | Miles |  |  | Collection HR, Ft | 1944.1749 |  | Miles |  |  | Collection HR, Ft | 6575.6536 |  | Miles |  |  | Collection HR, Ft | 1944.1749 |  | Miles |  |  | Collection HR, Ft | #VALUE! |  | Miles
[37 empty] | T_A_188 | T_A_189 |  |  |  | T_M_21 | A | E | A | C | [11 empty] | LV Brkr | 3 | 10 | Homeruns |  | IX Voltage kV | LV Brkr | 3 | 10 | Homeruns |  | IX Voltage kV | LV Brkr | 1 | 4 | Homeruns |  | IX Voltage kV | LV Brkr | 1 | 4 | Homeruns |  | IX Voltage kV | LV Brkr | 1 | 4 | Homeruns |  | IX Voltage kV | LV Brkr | 3 | 10 | Homeruns |  | IX Voltage kV | LV Brkr | 1 | 4 | Homeruns |  | IX Voltage kV | LV Brkr | 1 | 4 | Homeruns |  | IX Voltage kV | LV Brkr | 1 | 4 | Homeruns |  | IX Voltage kV | LV Brkr | 1 | 4 | Homeruns |  | IX Voltage kV | LV Brkr | 1 | 4 | Homeruns |  | IX Voltage kV | LV Brkr | 1 | 4 | Homeruns |  | IX Voltage kV | LV Brkr | #VALUE! | #VALUE! | Homeruns |  | IX Voltage kV
[36 empty] | T_A_28 |  |  | T_A_240 | T_A_206 |  | T_M_22 |  | C | R | O | [9 empty] | C |  | 2025-06-01 | Site | Wage | Non-Union |  | 230 | 2025-06-01 | Site | Wage | Non-Union |  | 230 | 2026-03-02 | Site | Wage | Non-Union |  | 34.5 | 2026-03-02 | Site | Wage | Non-Union |  | 34.5 | 2025-06-01 | Site | Wage | Non-Union |  | 34.5 | 2025-06-01 | Site | Wage | Non-Union |  | 230 | 2025-08-31 | Site | Wage | Non-Union |  | 34.5 | 2025-08-31 | Site | Wage | Non-Union |  | 34.5 | 2026-03-02 | Site | Wage | Non-Union |  | 34.5 | 2025-06-01 | Site | Wage | Non-Union |  | 34.5 | 2026-03-02 | Site | Wage | Non-Union |  | 34.5 | 2025-06-01 | Site | Wage | Non-Union |  | 34.5 |  | Site | Wage |  |  | REJECTED
[36 empty] | T_A_29 |  |  | T_A_11 |  |  | T_M_23 |  | T | Y | D | [9 empty] | or |  | 2026-03-05 | Module | State | TX |  |  | 2026-03-05 | Module | State | TX |  |  | 2026-06-02 | Module | State | WY |  |  | 2026-06-02 | Module | State | WY |  |  | 2025-08-30 | Module | State | WY |  |  | 2026-03-05 | Module | State | TX |  |  | 2026-03-29 12:00 | Module | State | WY |  |  | 2026-03-29 12:00 | Module | State | WY |  |  | 2026-06-02 | Module | State | WY |  |  | 2026-03-05 | Module | State | WY |  |  | 2026-06-02 | Module | State | WY |  |  | 2026-03-05 | Module | State | WY |  |  |  | Module | State
[36 empty] | T_A_31 |  |  | T_A_25 | T_A_96 |  | T_M_24 |  |  |  | E | [9 empty] | US |  | 2026-09-17 | Bfeed Snow |  | 0 PSF |  |  | 2026-09-17 | Bfeed Snow |  | 0 PSF |  |  | 2027-05-01 | Bfeed Snow |  | 40 PSF |  |  | 2027-05-01 | Bfeed Snow |  | 40 PSF |  |  | 2026-09-02 | Bfeed Snow |  | 40 PSF |  |  | 2026-09-17 | Bfeed Snow |  | 0 PSF |  |  | 2026-07-02 | Bfeed Snow |  | 40 PSF |  |  | 2026-07-02 | Bfeed Snow |  | 40 PSF |  |  | 2027-05-01 | Bfeed Snow |  | 40 PSF |  |  | 2026-09-17 | Bfeed Snow |  | 40 PSF |  |  | 2027-05-01 | Bfeed Snow |  | 40 PSF |  |  | 2026-09-17 | Bfeed Snow |  | 40 PSF |  |  |  | Bfeed Snow
[36 empty] | T_A_32 |  |  | T_A_26 |  |  | T_M_25 | C | C | C | [12 empty] | 2026-12-31 | COD | Wind | 105 MPH |  |  | 2026-12-31 | COD | Wind | 105 MPH |  |  | 2027-07-30 | COD | Wind | 110 MPH |  |  | 2027-07-30 | COD | Wind | 110 MPH |  |  | 2026-12-01 | COD | Wind | 110 MPH |  |  | 2026-12-31 | COD | Wind | 105 MPH |  |  | 2026-09-30 | COD | Wind | 110 MPH |  |  | 2026-09-30 | COD | Wind | 110 MPH |  |  | 2027-07-30 | COD | Wind | 110 MPH |  |  | 2026-12-31 | COD | Wind | 110 MPH |  |  | 2027-07-30 | COD | Wind | 110 MPH |  |  | 2026-12-31 | COD | Wind | 110 MPH |  |  |  | COD | Wind
|  |  | DG | DG | FPL | FPL | Universal | Universal | [28 empty] | T_A_102 |  | T_A_84 | T_A_95 |  | T_M_26 | O | O | O | C | [13 empty] | Trk/Row | 1 |  |  |  |  | Trk/Row | 1 |  |  |  |  | Trk/Row | 1 |  |  |  |  | Trk/Row | 1 |  |  |  |  | Trk/Row | 1 |  |  |  |  | Trk/Row | 1 |  |  |  |  | Trk/Row | 1 |  |  |  |  | Trk/Row | 1 |  |  |  |  | Trk/Row | 1 |  |  |  |  | Trk/Row | 1 |  |  |  |  | Trk/Row | 1 |  |  |  |  | Trk/Row | 1 |  |  |  |  | Trk/Row | 1
DG Solar | Universal Fpl | Universal NEER | Unifier | Unifier | Unifier | Unifier | Unifier | Unifier | Unifier | [29 empty] | T_A_197 | T_A_101 |  | T_M_27 | D | D | D | H | [11 empty] | Manual | USA | Soils | 4 - Hard Clays/Sands, Glacial till |  | Flat Land | Manual | USA | Soils | 4 - Hard Clays/Sands, Glacial till |  | Flat Land | Manual | USA | Soils | 4 - Hard Clays/Sands, Glacial till |  | Hilly | Manual | USA | Soils | 4 - Hard Clays/Sands, Glacial till |  | Hilly | Manual | USA | Soils | 4 - Hard Clays/Sands, Glacial till |  | Hilly | Manual | USA | Soils | 4 - Hard Clays/Sands, Glacial till |  | Flat Land | Manual | USA | Soils | 4 - Hard Clays/Sands, Glacial till |  | Hilly | Manual | USA | Soils | 4 - Hard Clays/Sands, Glacial till |  | Hilly | Manual | USA | Soils | 4 - Hard Clays/Sands, Glacial till |  | Hilly | Manual | USA | Soils | 4 - Hard Clays/Sands, Glacial till |  | Hilly | Manual | USA | Soils | 4 - Hard Clays/Sands, Glacial till |  | Hilly | Manual | USA | Soils | 4 - Hard Clays/Sands, Glacial till |  | Hilly | Manual | #N/A | Soils
CBS | CBS | CBS | S-1 | S-2 | S-1 | S-2 | S-1 | S-2 | S-3 | SOV Category | [12 empty] | CAN | Last | Notes: | Notes | Blank | Blank | USA | Last | Notes: | Last | Blank | Blank |  |  |  | T_A_241 |  |  |  | T_M_28 | E | E | E | K | SOW | [10 empty] | QTY's |  | 1 | UNIT |  | TOTAL | QTY's |  | 1 | UNIT |  | TOTAL | QTY's |  | 1 | UNIT |  | TOTAL | QTY's |  | 1 | UNIT |  | TOTAL | QTY's |  | 1 | UNIT |  | TOTAL | QTY's |  | 1 | UNIT |  | TOTAL | QTY's |  | 1 | UNIT |  | TOTAL | QTY's |  | 1 | UNIT |  | TOTAL | QTY's |  | 1 | UNIT |  | TOTAL | QTY's |  | 1 | UNIT |  | TOTAL | QTY's |  | 1 | UNIT |  | TOTAL | QTY's |  | 1 | UNIT |  | TOTAL | QTY's |  | #N/A | UNIT |  | TOTAL
[23 empty] | Model | Update |  |  | Column | Column | Model | Update |  | Verified | Column | Column | [7 empty] | T_M_29 |  | = | = | = | = |  | SOW ITEM DESCRIPTION | [5 empty] | Rackup? |  |  | NEER | UoM | No | RATE's |  | EST. $'S | NEER | UoM | No | RATE's |  | EST. $'S | NEER | UoM | No | RATE's |  | EST. $'S | NEER | UoM | No | RATE's |  | EST. $'S | NEER | UoM | No | RATE's |  | EST. $'S | NEER | UoM | No | RATE's |  | EST. $'S | NEER | UoM | No | RATE's |  | EST. $'S | NEER | UoM | No | RATE's |  | EST. $'S | NEER | UoM | No | RATE's |  | EST. $'S | NEER | UoM | No | RATE's |  | EST. $'S | NEER | UoM | No | RATE's |  | EST. $'S | NEER | UoM | No | RATE's |  | EST. $'S | NEER | UoM | No | RATE's |  | EST. $'S
[42 empty] | T_M_30 | [15 empty] | Central Inverter | [5 empty] | Central Inverter | [5 empty] | Central Inverter | [5 empty] | Central Inverter | [5 empty] | Central Inverter | [5 empty] | Central Inverter | [5 empty] | Central Inverter | [5 empty] | Central Inverter | [5 empty] | Central Inverter | [5 empty] | Central Inverter | [5 empty] | Central Inverter | [5 empty] | Central Inverter | [5 empty] | Inverter
[42 empty] | T_M_31 | [15 empty] | PV Layout Quantity Generator per Inverter | [5 empty] | PV Layout Quantity Generator per Inverter | [5 empty] | PV Layout Quantity Generator per Inverter | [5 empty] | PV Layout Quantity Generator per Inverter | [5 empty] | PV Layout Quantity Generator per Inverter | [5 empty] | PV Layout Quantity Generator per Inverter | [5 empty] | PV Layout Quantity Generator per Inverter | [5 empty] | PV Layout Quantity Generator per Inverter | [5 empty] | PV Layout Quantity Generator per Inverter | [5 empty] | PV Layout Quantity Generator per Inverter | [5 empty] | PV Layout Quantity Generator per Inverter | [5 empty] | PV Layout Quantity Generator per Inverter | [5 empty] | PV Layout Quantity Generator per Inverter
[38 empty] | T_A_743 | T_A_744 |  |  | T_M_32 | [6 empty] | Module Information / Notes: | [8 empty] | Module Length | Ft. | 7.4738 | 3.7205 | Width |  | Module Length | Ft. | 7.4738 | 3.7205 | Width |  | Module Length | Ft. | 7.4738 | 3.7205 | Width |  | Module Length | Ft. | 7.4738 | 3.7205 | Width |  | Module Length | Ft. | 7.4738 | 3.7205 | Width |  | Module Length | Ft. | 7.4738 | 3.7205 | Width |  | Module Length | Ft. | 7.4738 | 3.7205 | Width |  | Module Length | Ft. | 7.4738 | 3.7205 | Width |  | Module Length | Ft. | 7.4738 | 3.7205 | Width |  | Module Length | Ft. | 7.4738 | 3.7205 | Width |  | Module Length | Ft. | 7.4738 | 3.7205 | Width |  | Module Length | Ft. | 7.4738 | 3.7205 | Width |  | Module Length | Ft. | #VALUE! | #VALUE! | Width
[38 empty] | T_A_745 |  |  |  | T_M_33 | [7 empty] | When using 0.75 String length, Check Row Wiring! | [7 empty] | Module | Vmpp | 42.07 | 1135.89 | Vmpp / String |  | Module | Vmpp | 42.07 | 1135.89 | Vmpp / String |  | Module | Vmpp | 42.07 | 1093.82 | Vmpp / String |  | Module | Vmpp | 42.07 | 1093.82 | Vmpp / String |  | Module | Vmpp | 41.64 | 1082.64 | Vmpp / String |  | Module | Vmpp | 42.07 | 1135.89 | Vmpp / String |  | Module | Vmpp | 42.07 | 1093.82 | Vmpp / String |  | Module | Vmpp | 42.71 | 1110.46 | Vmpp / String |  | Module | Vmpp | 42.07 | 1093.82 | Vmpp / String |  | Module | Vmpp | 42.07 | 1093.82 | Vmpp / String |  | Module | Vmpp | 42.07 | 1093.82 | Vmpp / String |  | Module | Vmpp | 42.07 | 1093.82 | Vmpp / String |  | Module | Vmpp |  | #VALUE! | Vmpp / String
[38 empty] | T_A_746 |  |  |  | T_M_34 | [8 empty] | Input the Fuse Rating Used Discounting the Derate | [7 empty] | Amps (Isc) | 16.4565 | 32.913 | Amps/Circuit |  |  | Amps (Isc) | 16.4565 | 32.913 | Amps/Circuit |  |  | Amps (Isc) | 16.4565 | 32.913 | Amps/Circuit |  |  | Amps (Isc) | 16.4565 | 32.913 | Amps/Circuit |  |  | Amps (Isc) | 16.1805 | 32.361 | Amps/Circuit |  |  | Amps (Isc) | 16.4565 | 32.913 | Amps/Circuit |  |  | Amps (Isc) | 16.4565 | 32.913 | Amps/Circuit |  |  | Amps (Isc) | 15.7055 | 31.411 | Amps/Circuit |  |  | Amps (Isc) | 16.4565 | 32.913 | Amps/Circuit |  |  | Amps (Isc) | 16.4565 | 32.913 | Amps/Circuit |  |  | Amps (Isc) | 16.4565 | 32.913 | Amps/Circuit |  |  | Amps (Isc) | 16.4565 | 32.913 | Amps/Circuit |  |  | Amps (Isc) |  | #VALUE! | Amps/Circuit
[38 empty] | T_A_753 | T_A_756 |  |  | T_M_35 | [16 empty] | Amps (Impp) | 15.5825 | 2 | Strings/Circuit |  |  | Amps (Impp) | 15.5825 | 2 | Strings/Circuit |  |  | Amps (Impp) | 15.5825 | 2 | Strings/Circuit |  |  | Amps (Impp) | 15.5825 | 2 | Strings/Circuit |  |  | Amps (Impp) | 15.3295 | 2 | Strings/Circuit |  |  | Amps (Impp) | 15.5825 | 2 | Strings/Circuit |  |  | Amps (Impp) | 15.5825 | 2 | Strings/Circuit |  |  | Amps (Impp) | 14.9435 | 2 | Strings/Circuit |  |  | Amps (Impp) | 15.5825 | 2 | Strings/Circuit |  |  | Amps (Impp) | 15.5825 | 2 | Strings/Circuit |  |  | Amps (Impp) | 15.5825 | 2 | Strings/Circuit |  |  | Amps (Impp) | 15.5825 | 2 | Strings/Circuit |  |  | Amps (Impp) |  |  | Strings/Circuit
[42 empty] | T_M_36 | [15 empty] | Circuits/Inverter: | Ea. | 156.8417 | 3 | Strings/Table |  | Circuits/Inverter: | Ea. | 156.8417 | 3 | Strings/Table |  | Circuits/Inverter: | Ea. | 158.4228 | 3 | Strings/Table |  | Circuits/Inverter: | Ea. | 158.4228 | 3 | Strings/Table |  | Circuits/Inverter: | Ea. | 162.7045 | 3 | Strings/Table |  | Circuits/Inverter: | Ea. | 156.8417 | 3 | Strings/Table |  | Circuits/Inverter: | Ea. | 158.4228 | 3 | Strings/Table |  | Circuits/Inverter: | Ea. | 170.1002 | 3 | Strings/Table |  | Circuits/Inverter: | Ea. | 158.4228 | 3 | Strings/Table |  | Circuits/Inverter: | Ea. | 165.6238 | 3 | Strings/Table |  | Circuits/Inverter: | Ea. | 158.4228 | 3 | Strings/Table |  | Circuits/Inverter: | Ea. | 165.6238 | 3 | Strings/Table |  | Circuits/Inverter: | Ea. | #VALUE! | 2 | Strings/Table
[42 empty] | T_M_37 | [8 empty] | Size of Collector | [6 empty] | Collector Width | Ft. | 7.4738 | 306.3583 | Ft. Row Length |  | Collector Width | Ft. | 7.4738 | 306.3583 | Ft. Row Length |  | Collector Width | Ft. | 7.4738 | 295.1969 | Ft. Row Length |  | Collector Width | Ft. | 7.4738 | 295.1969 | Ft. Row Length |  | Collector Width | Ft. | 7.4738 | 295.1969 | Ft. Row Length |  | Collector Width | Ft. | 7.4738 | 306.3583 | Ft. Row Length |  | Collector Width | Ft. | 7.4738 | 295.1969 | Ft. Row Length |  | Collector Width | Ft. | 7.4738 | 295.1969 | Ft. Row Length |  | Collector Width | Ft. | 7.4738 | 295.1969 | Ft. Row Length |  | Collector Width | Ft. | 7.4738 | 295.1969 | Ft. Row Length |  | Collector Width | Ft. | 7.4738 | 295.1969 | Ft. Row Length |  | Collector Width | Ft. | 7.4738 | 295.1969 | Ft. Row Length |  | Collector Width | Ft. | #N/A | #VALUE! | Ft. Row Length
[42 empty] | T_M_38 | [15 empty] | Pitch (Row CL) | Ft. | 18.6844 | 104.5611 | Rows / Inverter |  | Pitch (Row CL) | Ft. | 18.6844 | 104.5611 | Rows / Inverter |  | Pitch (Row CL) | Ft. | 21.9816 | 105.6152 | Rows / Inverter |  | Pitch (Row CL) | Ft. | 21.9816 | 105.6152 | Rows / Inverter |  | Pitch (Row CL) | Ft. | 21.9816 | 108.4697 | Rows / Inverter |  | Pitch (Row CL) | Ft. | 18.6844 | 104.5611 | Rows / Inverter |  | Pitch (Row CL) | Ft. | 21.9816 | 105.6152 | Rows / Inverter |  | Pitch (Row CL) | Ft. | 21.9816 | 113.4001 | Rows / Inverter |  | Pitch (Row CL) | Ft. | 21.9816 | 105.6152 | Rows / Inverter |  | Pitch (Row CL) | Ft. | 21.9816 | 110.4159 | Rows / Inverter |  | Pitch (Row CL) | Ft. | 21.9816 | 105.6152 | Rows / Inverter |  | Pitch (Row CL) | Ft. | 21.9816 | 110.4159 | Rows / Inverter |  | Pitch (Row CL) | Ft. | #N/A | #VALUE! | Rows / Inverter
[42 empty] | T_M_39 | [15 empty] | Tables/Inverter: | Ea. | 104.5611 | 5 | (Ft.) Cb Space |  | Tables/Inverter: | Ea. | 104.5611 | 5 | (Ft.) Cb Space |  | Tables/Inverter: | Ea. | 105.6152 | 5 | (Ft.) Cb Space |  | Tables/Inverter: | Ea. | 105.6152 | 5 | (Ft.) Cb Space |  | Tables/Inverter: | Ea. | 108.4697 | 5 | (Ft.) Cb Space |  | Tables/Inverter: | Ea. | 104.5611 | 5 | (Ft.) Cb Space |  | Tables/Inverter: | Ea. | 105.6152 | 5 | (Ft.) Cb Space |  | Tables/Inverter: | Ea. | 113.4001 | 5 | (Ft.) Cb Space |  | Tables/Inverter: | Ea. | 105.6152 | 5 | (Ft.) Cb Space |  | Tables/Inverter: | Ea. | 110.4159 | 5 | (Ft.) Cb Space |  | Tables/Inverter: | Ea. | 105.6152 | 5 | (Ft.) Cb Space |  | Tables/Inverter: | Ea. | 110.4159 | 5 | (Ft.) Cb Space |  | Tables/Inverter: | Ea. | #VALUE! | 5 | (Ft.) Cb Space
[42 empty] | T_M_40 | [6 empty] | Combiner Boxes (CB) / Collection of String and Circuit Wiring | [9 empty] | Comb Boxes (CB): | 21.5089 | 375 |  |  |  | Comb Boxes (CB): | 21.5089 | 375 |  |  |  | Comb Boxes (CB): | 21.7257 | 375 |  |  |  | Comb Boxes (CB): | 21.7257 | 375 |  |  |  | Comb Boxes (CB): | 21.9387 | 375 |  |  |  | Comb Boxes (CB): | 21.5089 | 375 |  |  |  | Comb Boxes (CB): | 21.7257 | 375 |  |  |  | Comb Boxes (CB): | 22.2626 | 375 |  |  |  | Comb Boxes (CB): | 21.7257 | 375 |  |  |  | Comb Boxes (CB): | 22.7132 | 375 |  |  |  | Comb Boxes (CB): | 21.7257 | 375 |  |  |  | Comb Boxes (CB): | 22.7132 | 375 |  |  |  | Comb Boxes (CB): | #VALUE! | #VALUE!
[42 empty] | T_M_41 | [8 empty] | Check Circuits / ROW | [7 empty] | Circuits/CB (Ea) | 7.292 | 1.5 | Circuits / Table |  |  | Circuits/CB (Ea) | 7.292 | 1.5 | Circuits / Table |  |  | Circuits/CB (Ea) | 7.292 | 1.5 | Circuits / Table |  |  | Circuits/CB (Ea) | 7.292 | 1.5 | Circuits / Table |  |  | Circuits/CB (Ea) | 7.4163 | 1.5 | Circuits / Table |  |  | Circuits/CB (Ea) | 7.292 | 1.5 | Circuits / Table |  |  | Circuits/CB (Ea) | 7.292 | 1.5 | Circuits / Table |  |  | Circuits/CB (Ea) | 7.6406 | 1.5 | Circuits / Table |  |  | Circuits/CB (Ea) | 7.292 | 1.5 | Circuits / Table |  |  | Circuits/CB (Ea) | 7.292 | 1.5 | Circuits / Table |  |  | Circuits/CB (Ea) | 7.292 | 1.5 | Circuits / Table |  |  | Circuits/CB (Ea) | 7.292 | 1.5 | Circuits / Table |  |  | Circuits/CB (Ea) | #VALUE! | #VALUE! | Circuits / Table
[42 empty] | T_M_42 | [16 empty] | String Inverters: | 3 | Inverters/Cluster: |  |  |  | String Inverters: | 3 | Inverters/Cluster: |  |  |  | String Inverters: | 3 | Inverters/Cluster: |  |  |  | String Inverters: | 3 | Inverters/Cluster: |  |  |  | String Inverters: | 3 | Inverters/Cluster: |  |  |  | String Inverters: | 3 | Inverters/Cluster: |  |  |  | String Inverters: | 3 | Inverters/Cluster: |  |  |  | String Inverters: | 3 | Inverters/Cluster: |  |  |  | String Inverters: | 3 | Inverters/Cluster: |  |  |  | String Inverters: | 3 | Inverters/Cluster: |  |  |  | String Inverters: | 3 | Inverters/Cluster: |  |  |  | String Inverters: | 3 | Inverters/Cluster: |  |  |  | String Inverters: | 3 | Inverters/Cluster:
[42 empty] | T_M_45 | [8 empty] | Make Sure this is what you want (Even Number?) ---> | [8 empty] | Check ---> | 4.8613 | Tables per CB |  |  |  | Check ---> | 4.8613 | Tables per CB |  |  |  | Check ---> | 4.8613 | Tables per CB |  |  |  | Check ---> | 4.8613 | Tables per CB |  |  |  | Check ---> | 4.9442 | Tables per CB |  |  |  | Check ---> | 4.8613 | Tables per CB |  |  |  | Check ---> | 4.8613 | Tables per CB |  |  |  | Check ---> | 5.0938 | Tables per CB |  |  |  | Check ---> | 4.8613 | Tables per CB |  |  |  | Check ---> | 4.8613 | Tables per CB |  |  |  | Check ---> | 4.8613 | Tables per CB |  |  |  | Check ---> | 4.8613 | Tables per CB |  |  |  | Check ---> | #VALUE! | Tables per CB
[42 empty] | T_M_55 | [6 empty] | Combiner Box Field: | [8 empty] | Primary: | Ac | 0.78337 | 21.5089 | Inverter Inputs |  | Primary: | Ac | 0.78548 | 21.5089 | Inverter Inputs |  | Primary: | Ac | 0.88987 | 21.7257 | Inverter Inputs |  | Primary: | Ac | 0.91387 | 21.7257 | Inverter Inputs |  | Primary: | Ac | 0.90505 | 21.9387 | Inverter Inputs |  | Primary: | Ac | 0.78548 | 21.5089 | Inverter Inputs |  | Primary: | Ac | 0.88987 | 21.7257 | Inverter Inputs |  | Primary: | Ac | 0.93242 | 22.2626 | Inverter Inputs |  | Primary: | Ac | 0.88987 | 21.7257 | Inverter Inputs |  | Primary: | Ac | 0.88987 | 22.7132 | Inverter Inputs |  | Primary: | Ac | 0.88987 | 21.7257 | Inverter Inputs |  | Primary: | Ac | 0.88987 | 22.7132 | Inverter Inputs |  | Primary: | Ac | #VALUE! | #VALUE! | Inverter Inputs
[42 empty] | T_M_56 | [15 empty] | String Col. Pt. | Middle |  | 255.2986 | String Wiring/Table |  | String Col. Pt. | Middle |  | 255.2986 | String Wiring/Table |  | String Col. Pt. | Middle |  | 245.9974 | String Wiring/Table |  | String Col. Pt. | Middle |  | 245.9974 | String Wiring/Table |  | String Col. Pt. | Middle |  | 245.9974 | String Wiring/Table |  | String Col. Pt. | Middle |  | 255.2986 | String Wiring/Table |  | String Col. Pt. | Middle |  | 245.9974 | String Wiring/Table |  | String Col. Pt. | Middle |  | 245.9974 | String Wiring/Table |  | String Col. Pt. | Middle |  | 245.9974 | String Wiring/Table |  | String Col. Pt. | Middle |  | 245.9974 | String Wiring/Table |  | String Col. Pt. | Middle |  | 245.9974 | String Wiring/Table |  | String Col. Pt. | Middle |  | 245.9974 | String Wiring/Table |  | String Col. Pt. | Middle |  | #VALUE! | String Wiring/Table
[42 empty] | T_M_57 | [15 empty] | CB Location | Middle |  | 1241.0831 | String Wiring/CB |  | CB Location | Middle |  | 1241.0831 | String Wiring/CB |  | CB Location | Middle |  | 1195.8673 | String Wiring/CB |  | CB Location | Middle |  | 1195.8673 | String Wiring/CB |  | CB Location | Middle |  | 1216.2659 | String Wiring/CB |  | CB Location | Middle |  | 1241.0831 | String Wiring/CB |  | CB Location | Middle |  | 1195.8673 | String Wiring/CB |  | CB Location | Middle |  | 1253.0508 | String Wiring/CB |  | CB Location | Middle |  | 1195.8673 | String Wiring/CB |  | CB Location | Middle |  | 1195.8673 | String Wiring/CB |  | CB Location | Middle |  | 1195.8673 | String Wiring/CB |  | CB Location | Middle |  | 1195.8673 | String Wiring/CB |  | CB Location | Middle |  | #VALUE! | String Wiring/CB
[42 empty] | T_M_58 | [16 empty] | Amps | 375 | 790.0662 | Circuit Wiring/CB |  |  | Amps | 375 | 791.1288 | Circuit Wiring/CB |  |  | Amps | 375 | 842.0589 | Circuit Wiring/CB |  |  | Amps | 375 | 853.337 | Circuit Wiring/CB |  |  | Amps | 375 | 864.9209 | Circuit Wiring/CB |  |  | Amps | 375 | 791.1288 | Circuit Wiring/CB |  |  | Amps | 375 | 842.0589 | Circuit Wiring/CB |  |  | Amps | 375 | 906.4998 | Circuit Wiring/CB |  |  | Amps | 375 | 842.0589 | Circuit Wiring/CB |  |  | Amps | 375 | 842.0589 | Circuit Wiring/CB |  |  | Amps | 375 | 842.0589 | Circuit Wiring/CB |  |  | Amps | 375 | 842.0589 | Circuit Wiring/CB |  |  | Amps | #VALUE! | #VALUE! | Circuit Wiring/CB
[42 empty] | T_M_59 | [15 empty] | Size of CB Field: | Ft. | 184.7264 | 184.7264 | Length/Width |  | Size of CB Field: | Ft. | 184.9748 | 184.9748 | Length/Width |  | Size of CB Field: | Ft. | 196.8829 | 196.8829 | Length/Width |  | Size of CB Field: | Ft. | 199.5198 | 199.5198 | Length/Width |  | Size of CB Field: | Ft. | 198.555 | 198.555 | Length/Width |  | Size of CB Field: | Ft. | 184.9748 | 184.9748 | Length/Width |  | Size of CB Field: | Ft. | 196.8829 | 196.8829 | Length/Width |  | Size of CB Field: | Ft. | 201.5352 | 201.5352 | Length/Width |  | Size of CB Field: | Ft. | 196.8829 | 196.8829 | Length/Width |  | Size of CB Field: | Ft. | 196.8829 | 196.8829 | Length/Width |  | Size of CB Field: | Ft. | 196.8829 | 196.8829 | Length/Width |  | Size of CB Field: | Ft. | 196.8829 | 196.8829 | Length/Width |  | Size of CB Field: | Ft. | #VALUE! | #VALUE! | Length/Width
[42 empty] | T_M_60 | [15 empty] | Modules per CB: | Ea. | 393.7654 | 224446.2674 | Wdc per CB |  | Modules per CB: | Ea. | 393.7654 | 224446.2674 | Wdc per CB |  | Modules per CB: | Ea. | 379.1815 | 216133.4427 | Wdc per CB |  | Modules per CB: | Ea. | 379.1815 | 216133.4427 | Wdc per CB |  | Modules per CB: | Ea. | 385.6494 | 214035.413 | Wdc per CB |  | Modules per CB: | Ea. | 393.7654 | 224446.2674 | Wdc per CB |  | Modules per CB: | Ea. | 379.1815 | 216133.4427 | Wdc per CB |  | Modules per CB: | Ea. | 397.313 | 220508.739 | Wdc per CB |  | Modules per CB: | Ea. | 379.1815 | 216133.4427 | Wdc per CB |  | Modules per CB: | Ea. | 379.1815 | 216133.4427 | Wdc per CB |  | Modules per CB: | Ea. | 379.1815 | 216133.4427 | Wdc per CB |  | Modules per CB: | Ea. | 379.1815 | 216133.4427 | Wdc per CB |  | Modules per CB: | Ea. | #VALUE! | #VALUE! | Wdc per CB
T_M_81
[42 empty] | T_M_82 | [6 empty] | Information Generated From Field Sizing | [8 empty] | Information Generated 1 PCU Field Sizing | [5 empty] | Information Generated 1 PCU Field Sizing | [5 empty] | Information Generated 1 PCU Field Sizing | [5 empty] | Information Generated 1 PCU Field Sizing | [5 empty] | Information Generated 1 PCU Field Sizing | [5 empty] | Information Generated 1 PCU Field Sizing | [5 empty] | Information Generated 1 PCU Field Sizing | [5 empty] | Information Generated 1 PCU Field Sizing | [5 empty] | Information Generated 1 PCU Field Sizing | [5 empty] | Information Generated 1 PCU Field Sizing | [5 empty] | Information Generated 1 PCU Field Sizing | [5 empty] | Information Generated 1 PCU Field Sizing | [5 empty] | Information Generated 1 PCU Field Sizing
[42 empty] | T_M_84 | [6 empty] | Tables: | [8 empty] | 6064.5556 | Project Total |  | 81 | Modules/Table |  | 6064.5556 | Project Total |  | 81 | Modules/Table |  | 2429.1538 | Project Total |  | 78 | Modules/Table |  | 2429.1538 | Project Total |  | 78 | Modules/Table |  | 2494.8077 | Project Total |  | 78 | Modules/Table |  | 6064.5556 | Project Total |  | 81 | Modules/Table |  | 2429.1538 | Project Total |  | 78 | Modules/Table |  | 2494.8077 | Project Total |  | 78 | Modules/Table |  | 2429.1538 | Project Total |  | 78 | Modules/Table |  | 2429.1538 | Project Total |  | 78 | Modules/Table |  | 2429.1538 | Project Total |  | 78 | Modules/Table |  | 2429.1538 | Project Total |  | 78 | Modules/Table |  | #VALUE! | Project Total |  | #VALUE! | Modules/Table
[42 empty] | T_M_85 | [15 empty] | 301.3583 | Ft. | 7.4738 | 2252.2773 |  | OK | 301.3583 | Ft. | 7.4738 | 2252.2773 |  | OK | 290.1969 | Ft. | 7.4738 | 2168.8597 |  | OK | 290.1969 | Ft. | 7.4738 | 2168.8597 |  | OK | 290.1969 | Ft. | 7.4738 | 2168.8597 |  | OK | 301.3583 | Ft. | 7.4738 | 2252.2773 |  | OK | 290.1969 | Ft. | 7.4738 | 2168.8597 |  | OK | 290.1969 | Ft. | 7.4738 | 2168.8597 |  | OK | 290.1969 | Ft. | 7.4738 | 2168.8597 |  | OK | 290.1969 | Ft. | 7.4738 | 2168.8597 |  | OK | 290.1969 | Ft. | 7.4738 | 2168.8597 |  | OK | 290.1969 | Ft. | 7.4738 | 2168.8597 |  | OK | #VALUE! | Ft. | #N/A | #N/A |  | OK
[42 empty] | T_M_87 | [6 empty] | DC Wiring: | DC Wiring: | [7 empty] | 1-Way Length | Per Block |  | 1-Way Length | Project Total |  | 1-Way Length | Per Block |  | 1-Way Length | Project Total |  | 1-Way Length | Per Block |  | 1-Way Length | Project Total |  | 1-Way Length | Per Block |  | 1-Way Length | Project Total |  | 1-Way Length | Per Block |  | 1-Way Length | Project Total |  | 1-Way Length | Per Block |  | 1-Way Length | Project Total |  | 1-Way Length | Per Block |  | 1-Way Length | Project Total |  | 1-Way Length | Per Block |  | 1-Way Length | Project Total |  | 1-Way Length | Per Block |  | 1-Way Length | Project Total |  | 1-Way Length | Per Block |  | 1-Way Length | Project Total |  | 1-Way Length | Per Block |  | 1-Way Length | Project Total |  | 1-Way Length | Per Block |  | 1-Way Length | Project Total |  | 1-Way Length | Per Block |  | 1-Way Length | Project Total
[42 empty] | T_M_88 | [7 empty] | String Wiring | [7 empty] | 26694.2991 | Ft. |  | 1548269.3481 | Ft. |  | 26694.2991 | Ft. |  | 1548269.3481 | Ft. |  | 25981.0641 | Ft. |  | 597564.4745 | Ft. |  | 25981.0641 | Ft. |  | 597564.4745 | Ft. |  | 26683.255 | Ft. |  | 613714.8657 | Ft. |  | 26694.2991 | Ft. |  | 1548269.3481 | Ft. |  | 25981.0641 | Ft. |  | 597564.4745 | Ft. |  | 27896.1303 | Ft. |  | 613714.8657 | Ft. |  | 25981.0641 | Ft. |  | 597564.4745 | Ft. |  | 27162.0216 | Ft. |  | 597564.4745 | Ft. |  | 25981.0641 | Ft. |  | 597564.4745 | Ft. |  | 27162.0216 | Ft. |  | 597564.4745 | Ft. |  | #VALUE! | Ft. |  | #VALUE! | Ft.
[42 empty] | T_M_89 | [7 empty] | Circuit Wiring | [7 empty] | 16993.4338 | Ft. |  | 985619.1616 | Ft. |  | 17016.2893 | Ft. |  | 986944.7799 | Ft. |  | 18294.327 | Ft. |  | 420769.522 | Ft. |  | 18539.3513 | Ft. |  | 426405.0791 | Ft. |  | 18975.2148 | Ft. |  | 436429.9406 | Ft. |  | 17016.2893 | Ft. |  | 986944.7799 | Ft. |  | 18294.327 | Ft. |  | 420769.522 | Ft. |  | 20181.0139 | Ft. |  | 443982.3048 | Ft. |  | 18294.327 | Ft. |  | 420769.522 | Ft. |  | 19125.8874 | Ft. |  | 420769.522 | Ft. |  | 18294.327 | Ft. |  | 420769.522 | Ft. |  | 19125.8874 | Ft. |  | 420769.522 | Ft. |  | #VALUE! | Ft. |  | #VALUE! | Ft.
[42 empty] | T_M_90 | [7 empty] | Short Homerun | [7 empty] | 1690.0427 | Ft. |  | 98022.4769 | Ft. |  | 1613.9678 | Ft. |  | 93610.1321 | Ft. |  | 1742.0915 | Ft. |  | 40068.1045 | Ft. |  | 1885.4044 | Ft. |  | 43364.3012 | Ft. |  | 1901.9967 | Ft. |  | 43745.9231 | Ft. |  | 1723.6549 | Ft. |  | 99971.9857 | Ft. |  | 1860.4861 | Ft. |  | 42791.1795 | Ft. |  | 2059.966 | Ft. |  | 45319.2511 | Ft. |  | 1860.4861 | Ft. |  | 42791.1795 | Ft. |  | 1979.4211 | Ft. |  | 43547.2644 | Ft. |  | 1860.4861 | Ft. |  | 42791.1795 | Ft. |  | 1979.4211 | Ft. |  | 43547.2644 | Ft. |  | #VALUE! | Ft. |  | #VALUE! | Ft.
[42 empty] | T_M_91 | [7 empty] | Average Homerun | [7 empty] | 6968.8181 | Ft. |  | 404191.4481 | Ft. |  | 6534.2191 | Ft. |  | 378984.7094 | Ft. |  | 7052.9335 | Ft. |  | 162217.4715 | Ft. |  | 7827.2849 | Ft. |  | 180027.5535 | Ft. |  | 7896.1679 | Ft. |  | 181611.8624 | Ft. |  | 7155.7795 | Ft. |  | 415035.2133 | Ft. |  | 7723.8361 | Ft. |  | 177648.2301 | Ft. |  | 8090.5909 | Ft. |  | 177993.0006 | Ft. |  | 7723.8361 | Ft. |  | 177648.2301 | Ft. |  | 8217.5967 | Ft. |  | 180787.1278 | Ft. |  | 7723.8361 | Ft. |  | 177648.2301 | Ft. |  | 8217.5967 | Ft. |  | 180787.1278 | Ft. |  | #VALUE! | Ft. |  | #VALUE! | Ft.
[42 empty] | T_M_92 | [7 empty] | Long Homerun | [7 empty] | 2608.0906 | Ft. |  | 151269.2545 | Ft. |  | 2611.5984 | Ft. |  | 151472.7056 | Ft. |  | 2818.9183 | Ft. |  | 64835.1205 | Ft. |  | 2856.6733 | Ft. |  | 65703.4867 | Ft. |  | 2881.8131 | Ft. |  | 66281.7016 | Ft. |  | 2611.5984 | Ft. |  | 151472.7056 | Ft. |  | 2818.9183 | Ft. |  | 64835.1205 | Ft. |  | 3582.5495 | Ft. |  | 78816.0888 | Ft. |  | 2818.9183 | Ft. |  | 64835.1205 | Ft. |  | 2999.1229 | Ft. |  | 65980.7036 | Ft. |  | 2818.9183 | Ft. |  | 64835.1205 | Ft. |  | 2999.1229 | Ft. |  | 65980.7036 | Ft. |  | #VALUE! | Ft. |  | #VALUE! | Ft.
[42 empty] | T_M_94 | [7 empty] | Conductor Current Sizing: | [7 empty] | Conductor Size Current |  |  | Conductor Size |  |  | Conductor Size Current |  |  | Conductor Size |  |  | Conductor Size Current |  |  | Conductor Size |  |  | Conductor Size Current |  |  | Conductor Size |  |  | Conductor Size Current |  |  | Conductor Size |  |  | Conductor Size Current |  |  | Conductor Size |  |  | Conductor Size Current |  |  | Conductor Size |  |  | Conductor Size Current |  |  | Conductor Size |  |  | Conductor Size Current |  |  | Conductor Size |  |  | Conductor Size Current |  |  | Conductor Size |  |  | Conductor Size Current |  |  | Conductor Size |  |  | Conductor Size Current |  |  | Conductor Size |  |  | Conductor Size Current |  |  | Conductor Size
[42 empty] | T_M_95 | [7 empty] | String Wiring | [7 empty] | 33.9888 | Amps |  | #12 AWG Cu | Copper |  | 33.9888 | Amps |  | #12 AWG Cu | Copper |  | 33.9888 | Amps |  | #12 AWG Cu | Copper |  | 33.9888 | Amps |  | #12 AWG Cu | Copper |  | 33.4188 | Amps |  | #12 AWG Cu | Copper |  | 33.9888 | Amps |  | #12 AWG Cu | Copper |  | 33.9888 | Amps |  | #12 AWG Cu | Copper |  | 32.4377 | Amps |  | #12 AWG Cu | Copper |  | 33.9888 | Amps |  | #12 AWG Cu | Copper |  | 33.9888 | Amps |  | #12 AWG Cu | Copper |  | 33.9888 | Amps |  | #12 AWG Cu | Copper |  | 33.9888 | Amps |  | #12 AWG Cu | Copper |  | #VALUE! | Amps |  | #VALUE! | Copper
[42 empty] | T_M_96 | [7 empty] | Circuit Wiring | [7 empty] | 67.9776 | Amps |  | #8 AWG Cu | Copper |  | 67.9776 | Amps |  | #8 AWG Cu | Copper |  | 67.9776 | Amps |  | #8 AWG Cu | Copper |  | 67.9776 | Amps |  | #8 AWG Cu | Copper |  | 66.8376 | Amps |  | #8 AWG Cu | Copper |  | 67.9776 | Amps |  | #8 AWG Cu | Copper |  | 67.9776 | Amps |  | #8 AWG Cu | Copper |  | 64.8754 | Amps |  | #8 AWG Cu | Copper |  | 67.9776 | Amps |  | #8 AWG Cu | Copper |  | 67.9776 | Amps |  | #8 AWG Cu | Copper |  | 67.9776 | Amps |  | #8 AWG Cu | Copper |  | 67.9776 | Amps |  | #8 AWG Cu | Copper |  | #VALUE! | Amps |  | #VALUE! | Copper
[42 empty] | T_M_97 | [7 empty] | Short Homerun | [7 empty] | 495.6897 | Amps |  | 500 KCMIL AL | Aluminum |  | 495.6897 | Amps |  | 500 KCMIL AL | Aluminum |  | 495.6897 | Amps |  | 500 KCMIL AL | Aluminum |  | 495.6897 | Amps |  | 500 KCMIL AL | Aluminum |  | 495.6897 | Amps |  | 500 KCMIL AL | Aluminum |  | 495.6897 | Amps |  | 500 KCMIL AL | Aluminum |  | 495.6897 | Amps |  | 500 KCMIL AL | Aluminum |  | 495.6897 | Amps |  | 500 KCMIL AL | Aluminum |  | 495.6897 | Amps |  | 500 KCMIL AL | Aluminum |  | 495.6897 | Amps |  | 500 KCMIL AL | Aluminum |  | 495.6897 | Amps |  | 500 KCMIL AL | Aluminum |  | 495.6897 | Amps |  | 500 KCMIL AL | Aluminum |  | #VALUE! | Amps |  | #VALUE! | Aluminum
[42 empty] | T_M_98 | [7 empty] | Average Homerun | [7 empty] | 495.6897 | Amps |  | 500 KCMIL AL | Aluminum |  | 495.6897 | Amps |  | 500 KCMIL AL | Aluminum |  | 495.6897 | Amps |  | 500 KCMIL AL | Aluminum |  | 495.6897 | Amps |  | 500 KCMIL AL | Aluminum |  | 495.6897 | Amps |  | 500 KCMIL AL | Aluminum |  | 495.6897 | Amps |  | 500 KCMIL AL | Aluminum |  | 495.6897 | Amps |  | 500 KCMIL AL | Aluminum |  | 495.6897 | Amps |  | 500 KCMIL AL | Aluminum |  | 495.6897 | Amps |  | 500 KCMIL AL | Aluminum |  | 495.6897 | Amps |  | 500 KCMIL AL | Aluminum |  | 495.6897 | Amps |  | 500 KCMIL AL | Aluminum |  | 495.6897 | Amps |  | 500 KCMIL AL | Aluminum |  | #VALUE! | Amps |  | #VALUE! | Aluminum
[42 empty] | T_M_99 | [7 empty] | Long Homerun | [7 empty] | 495.6897 | Amps |  | 500 KCMIL AL | Aluminum |  | 495.6897 | Amps |  | 500 KCMIL AL | Aluminum |  | 495.6897 | Amps |  | 500 KCMIL AL | Aluminum |  | 495.6897 | Amps |  | 500 KCMIL AL | Aluminum |  | 495.6897 | Amps |  | 500 KCMIL AL | Aluminum |  | 495.6897 | Amps |  | 500 KCMIL AL | Aluminum |  | 495.6897 | Amps |  | 500 KCMIL AL | Aluminum |  | 495.6897 | Amps |  | 500 KCMIL AL | Aluminum |  | 495.6897 | Amps |  | 500 KCMIL AL | Aluminum |  | 495.6897 | Amps |  | 500 KCMIL AL | Aluminum |  | 495.6897 | Amps |  | 500 KCMIL AL | Aluminum |  | 495.6897 | Amps |  | 500 KCMIL AL | Aluminum |  | #VALUE! | Amps |  | #VALUE! | Aluminum
[42 empty] | T_M_102 | [7 empty] | Voltage Drop: | [7 empty] | Allowable Vdrop | Current (A) |  |  |  | Actual Vdrop | Allowable Vdrop | Current (A) |  |  |  | Actual Vdrop | Allowable Vdrop | Current (A) |  |  |  | Actual Vdrop | Allowable Vdrop | Current (A) |  |  |  | Actual Vdrop | Allowable Vdrop | Current (A) |  |  |  | Actual Vdrop | Allowable Vdrop | Current (A) |  |  |  | Actual Vdrop | Allowable Vdrop | Current (A) |  |  |  | Actual Vdrop | Allowable Vdrop | Current (A) |  |  |  | Actual Vdrop | Allowable Vdrop | Current (A) |  |  |  | Actual Vdrop | Allowable Vdrop | Current (A) |  |  |  | Actual Vdrop | Allowable Vdrop | Current (A) |  |  |  | Actual Vdrop | Allowable Vdrop | Current (A) |  |  |  | Actual Vdrop | Allowable Vdrop | Current (A) |  |  |  | Actual Vdrop
[42 empty] | T_M_103 | [7 empty] | String Wiring | [7 empty] | 4.5436 | 15.5825 | 85.0995 | #10 AWG Cu |  | 3.4442 | 4.5436 | 15.5825 | 85.0995 | #10 AWG Cu |  | 3.4442 | 4.3753 | 15.5825 | 81.9991 | #10 AWG Cu |  | 3.3187 | 4.3753 | 15.5825 | 81.9991 | #10 AWG Cu |  | 3.3187 | 4.3306 | 15.3295 | 81.9991 | #10 AWG Cu |  | 3.2648 | 4.5436 | 15.5825 | 85.0995 | #10 AWG Cu |  | 3.4442 | 4.3753 | 15.5825 | 81.9991 | #10 AWG Cu |  | 3.3187 | 4.4418 | 14.9435 | 81.9991 | #10 AWG Cu |  | 3.1826 | 4.3753 | 15.5825 | 81.9991 | #10 AWG Cu |  | 3.3187 | 4.3753 | 15.5825 | 81.9991 | #10 AWG Cu |  | 3.3187 | 4.3753 | 15.5825 | 81.9991 | #10 AWG Cu |  | 3.3187 | 4.3753 | 15.5825 | 81.9991 | #10 AWG Cu |  | 3.3187 | #VALUE! |  | #VALUE! | #VALUE! |  | #VALUE!
[42 empty] | T_M_104 | [7 empty] | Circuit Wiring | [7 empty] | 2.8397 | 31.165 | 36.7321 | #8 AWG Cu |  | 1.8697 | 2.8397 | 31.165 | 36.7815 | #8 AWG Cu |  | 1.8722 | 2.7346 | 31.165 | 38.7586 | #8 AWG Cu |  | 1.9729 | 2.7346 | 31.165 | 39.2778 | #8 AWG Cu |  | 1.9993 | 2.7066 | 30.659 | 39.4245 | #8 AWG Cu |  | 1.9742 | 2.8397 | 31.165 | 36.7815 | #8 AWG Cu |  | 1.8722 | 2.7346 | 31.165 | 38.7586 | #8 AWG Cu |  | 1.9729 | 2.7762 | 29.887 | 40.7186 | #8 AWG Cu |  | 1.9876 | 2.7346 | 31.165 | 38.7586 | #8 AWG Cu |  | 1.9729 | 2.7346 | 31.165 | 37.0735 | #8 AWG Cu |  | 1.8871 | 2.7346 | 31.165 | 38.7586 | #8 AWG Cu |  | 1.9729 | 2.7346 | 31.165 | 37.0735 | #8 AWG Cu |  | 1.8871 | #VALUE! | #VALUE! | #VALUE! | #VALUE! |  | #VALUE!
[42 empty] | T_M_105 | [7 empty] | Short Homerun | [7 empty] | 5.6795 | 227.2537 | 242.513 | 500 KCMIL AL |  | 4.4501 | 5.6795 | 227.2537 | 242.8392 | 500 KCMIL AL |  | 4.4561 | 5.4691 | 227.2537 | 259.5007 | 500 KCMIL AL |  | 4.7619 | 5.4691 | 227.2537 | 262.9763 | 500 KCMIL AL |  | 4.8257 | 5.4132 | 227.3774 | 262.7154 | 500 KCMIL AL |  | 4.8235 | 5.6795 | 227.2537 | 242.8392 | 500 KCMIL AL |  | 4.4561 | 5.4691 | 227.2537 | 259.5007 | 500 KCMIL AL |  | 4.7619 | 5.5523 | 228.3557 | 268.2043 | 500 KCMIL AL |  | 4.9455 | 5.4691 | 227.2537 | 259.5007 | 500 KCMIL AL |  | 4.7619 | 5.4691 | 227.2537 | 264.0859 | 500 KCMIL AL |  | 4.846 | 5.4691 | 227.2537 | 259.5007 | 500 KCMIL AL |  | 4.7619 | 5.4691 | 227.2537 | 264.0859 | 500 KCMIL AL |  | 4.846 | #VALUE! | #VALUE! | #VALUE! | #VALUE! |  | #VALUE!
[42 empty] | T_M_106 | [7 empty] | Average Homerun | [7 empty] | 10.223 | 227.2537 | 485.026 | 500 KCMIL AL |  | 8.9003 | 10.223 | 227.2537 | 485.6783 | 500 KCMIL AL |  | 8.9123 | 9.8444 | 227.2537 | 519.0014 | 500 KCMIL AL |  | 9.5237 | 9.8444 | 227.2537 | 525.9526 | 600 KCMIL AL |  | 8.032 | 9.7438 | 227.3774 | 525.4308 | 600 KCMIL AL |  | 8.0284 | 10.223 | 227.2537 | 485.6783 | 600 KCMIL AL |  | 7.4169 | 9.8444 | 227.2537 | 519.0014 | 600 KCMIL AL |  | 7.9258 | 9.9941 | 228.3557 | 536.4085 | 600 KCMIL AL |  | 8.2314 | 9.8444 | 227.2537 | 519.0014 | 600 KCMIL AL |  | 7.9258 | 9.8444 | 227.2537 | 528.1717 | 600 KCMIL AL |  | 8.0658 | 9.8444 | 227.2537 | 519.0014 | 600 KCMIL AL |  | 7.9258 | 9.8444 | 227.2537 | 528.1717 | 600 KCMIL AL |  | 8.0658 | #VALUE! | #VALUE! | #VALUE! | #VALUE! |  | #VALUE!
[42 empty] | T_M_107 | [7 empty] | Long Homerun | [7 empty] | 14.7666 | 227.2537 | 897.2981 | 600 KCMIL AL |  | 13.7029 | 14.7666 | 227.2537 | 898.5049 | 600 KCMIL AL |  | 13.7213 | 14.2197 | 227.2537 | 960.1526 | 750 KCMIL AL |  | 11.7431 | 14.2197 | 227.2537 | 973.0123 | 750 KCMIL AL |  | 11.9004 | 14.0743 | 227.3774 | 972.047 | 750 KCMIL AL |  | 11.895 | 14.7666 | 227.2537 | 898.5049 | 600 KCMIL AL |  | 13.7213 | 14.2197 | 227.2537 | 960.1526 | 750 KCMIL AL |  | 11.7431 | 14.436 | 228.3557 | 992.3558 | 750 KCMIL AL |  | 12.1958 | 14.2197 | 227.2537 | 960.1526 | 750 KCMIL AL |  | 11.7431 | 14.2197 | 227.2537 | 977.1177 | 750 KCMIL AL |  | 11.9506 | 14.2197 | 227.2537 | 960.1526 | 750 KCMIL AL |  | 11.7431 | 14.2197 | 227.2537 | 977.1177 | 750 KCMIL AL |  | 11.9506 | #VALUE! | #VALUE! | #VALUE! | #VALUE! |  | #VALUE!
[42 empty] | T_M_108 | [17 empty] | Avg Vdrop (Check <1.5%) --> | Ok |  | 1.29% |  |  | Avg Vdrop (Check <1.5%) --> | Ok |  | 1.297% |  |  | Avg Vdrop (Check <1.5%) --> | Ok |  | 1.338% |  |  | Avg Vdrop (Check <1.5%) --> | Ok |  | 1.257% |  |  | Avg Vdrop (Check <1.5%) --> | Ok |  | 1.262% |  |  | Avg Vdrop (Check <1.5%) --> | Ok |  | 1.208% |  |  | Avg Vdrop (Check <1.5%) --> | Ok |  | 1.244% |  |  | Avg Vdrop (Check <1.5%) --> | Ok |  | 1.256% |  |  | Avg Vdrop (Check <1.5%) --> | Ok |  | 1.244% |  |  | Avg Vdrop (Check <1.5%) --> | Ok |  | 1.25% |  |  | Avg Vdrop (Check <1.5%) --> | Ok |  | 1.244% |  |  | Avg Vdrop (Check <1.5%) --> | Ok |  | 1.25% |  |  | Avg Vdrop (Check <1.5%) --> | #VALUE! |  | #VALUE!
[42 empty] | T_M_117 | [6 empty] | Site Size:
[42 empty] | T_M_118 | [9 empty] | Site N-S than E-W Length in (Ft.) | [7 empty] | Site N-S then E-W (Ft): | 6524.5673 |  | 6524.5673 |  |  | Site N-S then E-W (Ft): | 6533.3426 |  | 6533.3426 |  |  | Site N-S then E-W (Ft): | 4401.0751 |  | 4401.0751 |  |  | Site N-S then E-W (Ft): | 4460.0207 |  | 4460.0207 |  |  | Site N-S then E-W (Ft): | 4460.1536 |  | 4460.1536 |  |  | Site N-S then E-W (Ft): | 6533.3426 |  | 6533.3426 |  |  | Site N-S then E-W (Ft): | 4401.0751 |  | 4401.0751 |  |  | Site N-S then E-W (Ft): | 4460.1536 |  | 4460.1536 |  |  | Site N-S then E-W (Ft): | 4401.0751 |  | 4401.0751 |  |  | Site N-S then E-W (Ft): | 4401.0751 |  | 4401.0751 |  |  | Site N-S then E-W (Ft): | 4401.0751 |  | 4401.0751 |  |  | Site N-S then E-W (Ft): | 4401.0751 |  | 4401.0751 |  |  | Site N-S then E-W (Ft): | #VALUE! |  | #VALUE!
[40 empty] | T_A_106 |  | T_M_119 | [17 empty] | Perimeter Length / Acreage | 26098.2694 |  | 977.2683 |  |  | Perimeter Length / Acreage | 26133.3705 |  | 979.8989 |  |  | Perimeter Length / Acreage | 17604.3006 |  | 444.6599 |  |  | Perimeter Length / Acreage | 17840.083 |  | 456.6507 |  |  | Perimeter Length / Acreage | 17840.6142 |  | 456.6779 |  |  | Perimeter Length / Acreage | 26133.3705 |  | 979.8989 |  |  | Perimeter Length / Acreage | 17604.3006 |  | 444.6599 |  |  | Perimeter Length / Acreage | 17840.6142 |  | 456.6779 |  |  | Perimeter Length / Acreage | 17604.3006 |  | 444.6599 |  |  | Perimeter Length / Acreage | 17604.3006 |  | 444.6599 |  |  | Perimeter Length / Acreage | 17604.3006 |  | 444.6599 |  |  | Perimeter Length / Acreage | 17604.3006 |  | 444.6599 |  |  | Perimeter Length / Acreage | #VALUE! |  | #VALUE!
[42 empty] | T_M_120 | [17 empty] | Panels (Ea.) | 491229 |  |  |  |  | Panels (Ea.) | 491229 |  |  |  |  | Panels (Ea.) | 189474 |  |  |  |  | Panels (Ea.) | 189474 |  |  |  |  | Panels (Ea.) | 194595 |  |  |  |  | Panels (Ea.) | 491229 |  |  |  |  | Panels (Ea.) | 189474 |  |  |  |  | Panels (Ea.) | 194595 |  |  |  |  | Panels (Ea.) | 189474 |  |  |  |  | Panels (Ea.) | 189474 |  |  |  |  | Panels (Ea.) | 189474 |  |  |  |  | Panels (Ea.) | 189474 |  |  |  |  | Panels (Ea.) | #VALUE!
T_M_121
[42 empty] | T_M_122 | [6 empty] | Racking Information | [8 empty] | Information Generated 1 PCU Field Sizing | [5 empty] | Information Generated 1 PCU Field Sizing | [5 empty] | Information Generated 1 PCU Field Sizing | [5 empty] | Information Generated 1 PCU Field Sizing | [5 empty] | Information Generated 1 PCU Field Sizing | [5 empty] | Information Generated 1 PCU Field Sizing | [5 empty] | Information Generated 1 PCU Field Sizing | [5 empty] | Information Generated 1 PCU Field Sizing | [5 empty] | Information Generated 1 PCU Field Sizing | [5 empty] | Information Generated 1 PCU Field Sizing | [5 empty] | Information Generated 1 PCU Field Sizing | [5 empty] | Information Generated 1 PCU Field Sizing | [5 empty] | Information Generated 1 PCU Field Sizing
[42 empty] | T_M_123 | [6 empty] | Racking Design - Fixed | [8 empty] | See Below | 0 | Rows | 7.4738 | (Ft.) Width |  | See Below | 0 | Rows | 7.4738 | (Ft.) Width |  | See Below | 0 | Rows | 7.4738 | (Ft.) Width |  | See Below | 0 | Rows | 7.4738 | (Ft.) Width |  | See Below | 0 | Rows | 7.4738 | (Ft.) Width |  | See Below | 0 | Rows | 7.4738 | (Ft.) Width |  | See Below | 0 | Rows | 7.4738 | (Ft.) Width |  | See Below | 0 | Rows | 7.4738 | (Ft.) Width |  | See Below | 0 | Rows | 7.4738 | (Ft.) Width |  | See Below | 0 | Rows | 7.4738 | (Ft.) Width |  | See Below | 0 | Rows | 7.4738 | (Ft.) Width |  | See Below | 0 | Rows | 7.4738 | (Ft.) Width |  | See Below | #VALUE! | Rows | #N/A | (Ft.) Width
[42 empty] | T_M_124 | [15 empty] | Modules/String: | 27 |  | 301.3583 | (Ft.) Length Right Side |  | Modules/String: | 27 |  | 301.3583 | (Ft.) Length Right Side |  | Modules/String: | 26 |  | 290.1969 | (Ft.) Length Right Side |  | Modules/String: | 26 |  | 290.1969 | (Ft.) Length Right Side |  | Modules/String: | 26 |  | 290.1969 | (Ft.) Length Right Side |  | Modules/String: | 27 |  | 301.3583 | (Ft.) Length Right Side |  | Modules/String: | 26 |  | 290.1969 | (Ft.) Length Right Side |  | Modules/String: | 26 |  | 290.1969 | (Ft.) Length Right Side |  | Modules/String: | 26 |  | 290.1969 | (Ft.) Length Right Side |  | Modules/String: | 26 |  | 290.1969 | (Ft.) Length Right Side |  | Modules/String: | 26 |  | 290.1969 | (Ft.) Length Right Side |  | Modules/String: | 26 |  | 290.1969 | (Ft.) Length Right Side |  | Modules/String: |  |  | #VALUE! | (Ft.) Length Right Side
[37 empty] | T_A_751 | T_A_751 |  |  |  | T_M_125 | [6 empty] | Frames : | Interior | [7 empty] | Interior Posts: | 13.3381 | 13.3381 | 6.75 | Modules/Post Interior |  | Interior Posts: | 13.3381 | 13.3381 | 13.3381 | Modules/Post Interior |  | Interior Posts: | 8.892 | 13.3381 | 8.892 | Modules/Post Interior |  | Interior Posts: | 8.892 | 13.3381 | 8.892 | Modules/Post Interior |  | Interior Posts: | 8.892 | 13.3381 | 8.892 | Modules/Post Interior |  | Interior Posts: | 13.3381 | 13.3381 | 13.3381 | Modules/Post Interior |  | Interior Posts: | 8.892 | 13.3381 | 8.892 | Modules/Post Interior |  | Interior Posts: | 8.892 | 13.3381 | 8.892 | Modules/Post Interior |  | Interior Posts: | 8.892 | 13.3381 | 8.892 | Modules/Post Interior |  | Interior Posts: | 8.892 | 13.3381 | 8.892 | Modules/Post Interior |  | Interior Posts: | 8.892 | 13.3381 | 8.892 | Modules/Post Interior |  | Interior Posts: | 8.892 | 13.3381 | 8.892 | Modules/Post Interior |  | Interior Posts: | #N/A | #N/A | #N/A | Modules/Post Interior
[37 empty] | T_A_752 | T_A_752 |  |  |  | T_M_126 | [7 empty] | Exterior | [7 empty] | Exterior Posts: | 8.892 | 10.6704 | 5.4 | Modules/Post Exterior |  | Exterior Posts: | 8.892 | 10.6704 | 8.892 | Modules/Post Exterior |  | Exterior Posts: | 8.892 | 10.6704 | 8.892 | Modules/Post Exterior |  | Exterior Posts: | 8.892 | 10.6704 | 8.892 | Modules/Post Exterior |  | Exterior Posts: | 8.892 | 10.6704 | 8.892 | Modules/Post Exterior |  | Exterior Posts: | 8.892 | 10.6704 | 8.892 | Modules/Post Exterior |  | Exterior Posts: | 8.892 | 10.6704 | 8.892 | Modules/Post Exterior |  | Exterior Posts: | 8.892 | 10.6704 | 8.892 | Modules/Post Exterior |  | Exterior Posts: | 8.892 | 10.6704 | 8.892 | Modules/Post Exterior |  | Exterior Posts: | 8.892 | 10.6704 | 8.892 | Modules/Post Exterior |  | Exterior Posts: | 8.892 | 10.6704 | 8.892 | Modules/Post Exterior |  | Exterior Posts: | 8.892 | 10.6704 | 8.892 | Modules/Post Exterior |  | Exterior Posts: | #N/A | #N/A | #N/A | Modules/Post Exterior
[42 empty] | T_M_127 | [11 empty] | 0 |  |  |  | Purlins: | 0 | Ea. | 0 | Posts Deep Table |  | Purlins: | 0 | Ea. | 0 | Posts Deep Table |  | Purlins: | 0 | Ea. | 0 | Posts Deep Table |  | Purlins: | 0 | Ea. | 0 | Posts Deep Table |  | Purlins: | 0 | Ea. | 0 | Posts Deep Table |  | Purlins: | 0 | Ea. | 0 | Posts Deep Table |  | Purlins: | 0 | Ea. | 0 | Posts Deep Table |  | Purlins: | 0 | Ea. | 0 | Posts Deep Table |  | Purlins: | 0 | Ea. | 0 | Posts Deep Table |  | Purlins: | 0 | Ea. | 0 | Posts Deep Table |  | Purlins: | 0 | Ea. | 0 | Posts Deep Table |  | Purlins: | 0 | Ea. | 0 | Posts Deep Table |  | Purlins: | 0 | Ea. | 0 | Posts Deep Table
[42 empty] | T_M_128 | [15 empty] | Max Post Spacing: | 25 | Ft | 11.0543 | Min Post Required |  | Max Post Spacing: | 25 | Ft | 11.0543 | Min Post Required |  | Max Post Spacing: | 25 | Ft | 10.6079 | Min Post Required |  | Max Post Spacing: | 25 | Ft | 10.6079 | Min Post Required |  | Max Post Spacing: | 25 | Ft | 10.6079 | Min Post Required |  | Max Post Spacing: | 25 | Ft | 11.0543 | Min Post Required |  | Max Post Spacing: | 25 | Ft | 10.6079 | Min Post Required |  | Max Post Spacing: | 25 | Ft | 10.6079 | Min Post Required |  | Max Post Spacing: | 25 | Ft | 10.6079 | Min Post Required |  | Max Post Spacing: | 25 | Ft | 10.6079 | Min Post Required |  | Max Post Spacing: | 25 | Ft | 10.6079 | Min Post Required |  | Max Post Spacing: | 25 | Ft | 10.6079 | Min Post Required |  | Max Post Spacing: | 25 | Ft | #VALUE! | Min Post Required
[42 empty] | T_M_129 | [15 empty] | Post Spacing: | 0 | Ft | 0 | (2) Post Factor |  | Post Spacing: | 0 | Ft | 0 | (2) Post Factor |  | Post Spacing: | 0 | Ft | 0 | (2) Post Factor |  | Post Spacing: | 0 | Ft | 0 | (2) Post Factor |  | Post Spacing: | 0 | Ft | 0 | (2) Post Factor |  | Post Spacing: | 0 | Ft | 0 | (2) Post Factor |  | Post Spacing: | 0 | Ft | 0 | (2) Post Factor |  | Post Spacing: | 0 | Ft | 0 | (2) Post Factor |  | Post Spacing: | 0 | Ft | 0 | (2) Post Factor |  | Post Spacing: | 0 | Ft | 0 | (2) Post Factor |  | Post Spacing: | 0 | Ft | 0 | (2) Post Factor |  | Post Spacing: | 0 | Ft | 0 | (2) Post Factor |  | Post Spacing: | 0 | Ft | 0 | (2) Post Factor
[42 empty] | T_M_130 | [6 empty] | Post Interior Design | [8 empty] | Post Embed: | 7.2134 | 3 | 7.2134 | Post Embed Length (ft.) |  | Post Embed: | 7.2134 | 3 | 7.2134 | Post Embed Length (ft.) |  | Post Embed: | 7.2134 | 9 | 9 | Post Embed Length (ft.) |  | Post Embed: | 7.2134 | 9 | 9 | Post Embed Length (ft.) |  | Post Embed: | 7.2134 | 9 | 9 | Post Embed Length (ft.) |  | Post Embed: | 7.2134 | 3 | 7.2134 | Post Embed Length (ft.) |  | Post Embed: | 7.2134 | 9 | 9 | Post Embed Length (ft.) |  | Post Embed: | 7.2134 | 9 | 9 | Post Embed Length (ft.) |  | Post Embed: | 7.2134 | 9 | 9 | Post Embed Length (ft.) |  | Post Embed: | 7.2134 | 9 | 9 | Post Embed Length (ft.) |  | Post Embed: | 7.2134 | 9 | 9 | Post Embed Length (ft.) |  | Post Embed: | 7.2134 | 9 | 9 | Post Embed Length (ft.) |  | Post Embed: | #N/A | #N/A | #N/A | Post Embed Length (ft.)
[42 empty] | T_M_131 |  |  |  |  | fixed post interior | [10 empty] | Reveal Length: | 2.1335 | 0 | 9.3469 | Total Post Length (ft.) |  | Reveal Length: | 2.1335 | 0 | 9.3469 | Total Post Length (ft.) |  | Reveal Length: | 2.1335 | 0 | 11.1335 | Total Post Length (ft.) |  | Reveal Length: | 2.1335 | 0 | 11.1335 | Total Post Length (ft.) |  | Reveal Length: | 2.1335 | 0 | 11.1335 | Total Post Length (ft.) |  | Reveal Length: | 2.1335 | 0 | 9.3469 | Total Post Length (ft.) |  | Reveal Length: | 2.1335 | 0 | 11.1335 | Total Post Length (ft.) |  | Reveal Length: | 2.1335 | 0 | 11.1335 | Total Post Length (ft.) |  | Reveal Length: | 2.1335 | 0 | 11.1335 | Total Post Length (ft.) |  | Reveal Length: | 2.1335 | 0 | 11.1335 | Total Post Length (ft.) |  | Reveal Length: | 2.1335 | 0 | 11.1335 | Total Post Length (ft.) |  | Reveal Length: | 2.1335 | 0 | 11.1335 | Total Post Length (ft.) |  | Reveal Length: | #VALUE! | 0 | #VALUE! | Total Post Length (ft.)
[42 empty] | T_M_132 | [6 empty] | Post Exterior Design | [8 empty] | Post Embed: | 8.4 | 3 | 8.4 | Post Embed Length (ft.) |  | Post Embed: | 8.4 | 3 | 8.4 | Post Embed Length (ft.) |  | Post Embed: | 8.4 | 9 | 9 | Post Embed Length (ft.) |  | Post Embed: | 8.4 | 9 | 9 | Post Embed Length (ft.) |  | Post Embed: | 8.4 | 9 | 9 | Post Embed Length (ft.) |  | Post Embed: | 8.4 | 3 | 8.4 | Post Embed Length (ft.) |  | Post Embed: | 8.4 | 9 | 9 | Post Embed Length (ft.) |  | Post Embed: | 8.4 | 9 | 9 | Post Embed Length (ft.) |  | Post Embed: | 8.4 | 9 | 9 | Post Embed Length (ft.) |  | Post Embed: | 8.4 | 9 | 9 | Post Embed Length (ft.) |  | Post Embed: | 8.4 | 9 | 9 | Post Embed Length (ft.) |  | Post Embed: | 8.4 | 9 | 9 | Post Embed Length (ft.) |  | Post Embed: | #N/A | #N/A | #N/A | Post Embed Length (ft.)
[42 empty] | T_M_133 |  |  |  |  | fixed post exterior | [10 empty] | Reveal Length: | 2.1335 | 0 | 10.5335 | Total Post Length (ft.) |  | Reveal Length: | 2.1335 | 0 | 10.5335 | Total Post Length (ft.) |  | Reveal Length: | 2.1335 | 0 | 11.1335 | Total Post Length (ft.) |  | Reveal Length: | 2.1335 | 0 | 11.1335 | Total Post Length (ft.) |  | Reveal Length: | 2.1335 | 0 | 11.1335 | Total Post Length (ft.) |  | Reveal Length: | 2.1335 | 0 | 10.5335 | Total Post Length (ft.) |  | Reveal Length: | 2.1335 | 0 | 11.1335 | Total Post Length (ft.) |  | Reveal Length: | 2.1335 | 0 | 11.1335 | Total Post Length (ft.) |  | Reveal Length: | 2.1335 | 0 | 11.1335 | Total Post Length (ft.) |  | Reveal Length: | 2.1335 | 0 | 11.1335 | Total Post Length (ft.) |  | Reveal Length: | 2.1335 | 0 | 11.1335 | Total Post Length (ft.) |  | Reveal Length: | 2.1335 | 0 | 11.1335 | Total Post Length (ft.) |  | Reveal Length: | #VALUE! | 0 | #VALUE! | Total Post Length (ft.)
[42 empty] | T_M_134 | [6 empty] | Right Frame: Interior |  | Note all Quantities are per Table | [6 empty] | 81 | Modules per Right Table |  |  |  |  | 81 | Modules per Right Table |  |  |  |  | 78 | Modules per Right Table |  |  |  |  | 78 | Modules per Right Table |  |  |  |  | 78 | Modules per Right Table |  |  |  |  | 81 | Modules per Right Table |  |  |  |  | 78 | Modules per Right Table |  |  |  |  | 78 | Modules per Right Table |  |  |  |  | 78 | Modules per Right Table |  |  |  |  | 78 | Modules per Right Table |  |  |  |  | 78 | Modules per Right Table |  |  |  |  | 78 | Modules per Right Table |  |  |  |  | #N/A | Modules per Right Table
[42 empty] | T_M_135 | [6 empty] | Posts per Table |  |  | 12 Ga | [5 empty] | 0 | 10 Ga | 8.4578 | 0 | lbs / table |  | 0 | 10 Ga | 8.4578 | 0 | lbs / table |  | 0 | 10 Ga | 8.4578 | 0 | lbs / table |  | 0 | 10 Ga | 8.4578 | 0 | lbs / table |  | 0 | 10 Ga | 8.4578 | 0 | lbs / table |  | 0 | 10 Ga | 8.4578 | 0 | lbs / table |  | 0 | 10 Ga | 8.4578 | 0 | lbs / table |  | 0 | 10 Ga | 8.4578 | 0 | lbs / table |  | 0 | 10 Ga | 8.4578 | 0 | lbs / table |  | 0 | 10 Ga | 8.4578 | 0 | lbs / table |  | 0 | 10 Ga | 8.4578 | 0 | lbs / table |  | 0 | 10 Ga | 8.4578 | 0 | lbs / table |  | #N/A | 10 Ga | 8.4578 | #N/A | lbs / table
[42 empty] | T_M_136 | [6 empty] | Head Piece |  |  | 14 Ga | Per Post |  |  |  |  | 0 | 10 Ga | 2.8193 | 0 | lbs / table |  | 0 | 10 Ga | 2.8193 | 0 | lbs / table |  | 0 | 10 Ga | 2.8193 | 0 | lbs / table |  | 0 | 10 Ga | 2.8193 | 0 | lbs / table |  | 0 | 10 Ga | 2.8193 | 0 | lbs / table |  | 0 | 10 Ga | 2.8193 | 0 | lbs / table |  | 0 | 10 Ga | 2.8193 | 0 | lbs / table |  | 0 | 10 Ga | 2.8193 | 0 | lbs / table |  | 0 | 10 Ga | 2.8193 | 0 | lbs / table |  | 0 | 10 Ga | 2.8193 | 0 | lbs / table |  | 0 | 10 Ga | 2.8193 | 0 | lbs / table |  | 0 | 10 Ga | 2.8193 | 0 | lbs / table |  | #N/A | 10 Ga | 2.8193 | #N/A | lbs / table
[42 empty] | T_M_137 | [6 empty] | Strut |  |  | 10 Ga | Factored for 2 Posts |  |  |  |  | 0 | 14 Ga | 0 | 0 | lbs / table |  | 0 | 14 Ga | 0 | 0 | lbs / table |  | 0 | 14 Ga | 0 | 0 | lbs / table |  | 0 | 14 Ga | 0 | 0 | lbs / table |  | 0 | 14 Ga | 0 | 0 | lbs / table |  | 0 | 14 Ga | 0 | 0 | lbs / table |  | 0 | 14 Ga | 0 | 0 | lbs / table |  | 0 | 14 Ga | 0 | 0 | lbs / table |  | 0 | 14 Ga | 0 | 0 | lbs / table |  | 0 | 14 Ga | 0 | 0 | lbs / table |  | 0 | 14 Ga | 0 | 0 | lbs / table |  | 0 | 14 Ga | 0 | 0 | lbs / table |  | 0 | 14 Ga | 0 | 0 | lbs / table
[42 empty] | T_M_138 | [6 empty] | Girder |  |  | 16 Ga | Adjusted by Table Width |  |  |  |  | 0 | 18 Ga | 15.365 | 0 | lbs / table |  | 0 | 18 Ga | 15.365 | 0 | lbs / table |  | 0 | 18 Ga | 15.365 | 0 | lbs / table |  | 0 | 18 Ga | 15.365 | 0 | lbs / table |  | 0 | 18 Ga | 15.365 | 0 | lbs / table |  | 0 | 18 Ga | 15.365 | 0 | lbs / table |  | 0 | 18 Ga | 15.365 | 0 | lbs / table |  | 0 | 18 Ga | 15.365 | 0 | lbs / table |  | 0 | 18 Ga | 15.365 | 0 | lbs / table |  | 0 | 18 Ga | 15.365 | 0 | lbs / table |  | 0 | 18 Ga | 15.365 | 0 | lbs / table |  | 0 | 18 Ga | 15.365 | 0 | lbs / table |  | 0 | 18 Ga | #N/A | #N/A | lbs / table
[42 empty] | T_M_139 | [6 empty] | Purlin, Limited to 32 Ft Long |  |  | 18 Ga | Adjusted by Table Length |  |  |  |  | 0 | 18 Ga | 89.8253 | 0 | lbs / table |  | 0 | 18 Ga | 89.8253 | 0 | lbs / table |  | 0 | 18 Ga | 89.8253 | 0 | lbs / table |  | 0 | 18 Ga | 89.8253 | 0 | lbs / table |  | 0 | 18 Ga | 89.8253 | 0 | lbs / table |  | 0 | 18 Ga | 89.8253 | 0 | lbs / table |  | 0 | 18 Ga | 89.8253 | 0 | lbs / table |  | 0 | 18 Ga | 89.8253 | 0 | lbs / table |  | 0 | 18 Ga | 89.8253 | 0 | lbs / table |  | 0 | 18 Ga | 89.8253 | 0 | lbs / table |  | 0 | 18 Ga | 89.8253 | 0 | lbs / table |  | 0 | 18 Ga | 89.8253 | 0 | lbs / table |  | #VALUE! | 18 Ga | 89.8253 | #VALUE! | lbs / table
[42 empty] | T_M_140 | [6 empty] | Purlin Splice |  |  | 14 Ga | [5 empty] | 0 | 14 Ga | 1.6014 | 0 | lbs / table |  | 0 | 14 Ga | 1.6014 | 0 | lbs / table |  | 0 | 14 Ga | 1.6014 | 0 | lbs / table |  | 0 | 14 Ga | 1.6014 | 0 | lbs / table |  | 0 | 14 Ga | 1.6014 | 0 | lbs / table |  | 0 | 14 Ga | 1.6014 | 0 | lbs / table |  | 0 | 14 Ga | 1.6014 | 0 | lbs / table |  | 0 | 14 Ga | 1.6014 | 0 | lbs / table |  | 0 | 14 Ga | 1.6014 | 0 | lbs / table |  | 0 | 14 Ga | 1.6014 | 0 | lbs / table |  | 0 | 14 Ga | 1.6014 | 0 | lbs / table |  | 0 | 14 Ga | 1.6014 | 0 | lbs / table |  | #VALUE! | 14 Ga | 1.6014 | #VALUE! | lbs / table
[42 empty] | T_M_141 | [6 empty] | Module Rail |  |  | 18 Ga | Adjusted by Table Width |  |  |  |  | 0 | 14 Ga | 18.0932 | 0 | lbs / table |  | 0 | 14 Ga | 18.0932 | 0 | lbs / table |  | 0 | 14 Ga | 18.0932 | 0 | lbs / table |  | 0 | 14 Ga | 18.0932 | 0 | lbs / table |  | 0 | 14 Ga | 18.0932 | 0 | lbs / table |  | 0 | 14 Ga | 18.0932 | 0 | lbs / table |  | 0 | 14 Ga | 18.0932 | 0 | lbs / table |  | 0 | 14 Ga | 18.0932 | 0 | lbs / table |  | 0 | 14 Ga | 18.0932 | 0 | lbs / table |  | 0 | 14 Ga | 18.0932 | 0 | lbs / table |  | 0 | 14 Ga | 18.0932 | 0 | lbs / table |  | 0 | 14 Ga | 18.0932 | 0 | lbs / table |  | #N/A | 14 Ga | #N/A | #N/A | lbs / table
[42 empty] | T_M_142 | [6 empty] | Panel Attachments |  |  |  | (4) First Panel & (2) after |  |  |  |  | 0 | Ea |  |  |  |  | 0 | Ea |  |  |  |  | 0 | Ea |  |  |  |  | 0 | Ea |  |  |  |  | 0 | Ea |  |  |  |  | 0 | Ea |  |  |  |  | 0 | Ea |  |  |  |  | 0 | Ea |  |  |  |  | 0 | Ea |  |  |  |  | 0 | Ea |  |  |  |  | 0 | Ea |  |  |  |  | 0 | Ea |  |  |  |  | #N/A | Ea
[42 empty] | T_M_143 | [6 empty] | Frame Sub Total (No Posts) |  |  | Number of Pieces and Weight | [5 empty] | 0 | Ea |  | 0 | lbs / table |  | 0 | Ea |  | 0 | lbs / table |  | 0 | Ea |  | 0 | lbs / table |  | 0 | Ea |  | 0 | lbs / table |  | 0 | Ea |  | 0 | lbs / table |  | 0 | Ea |  | 0 | lbs / table |  | 0 | Ea |  | 0 | lbs / table |  | 0 | Ea |  | 0 | lbs / table |  | 0 | Ea |  | 0 | lbs / table |  | 0 | Ea |  | 0 | lbs / table |  | 0 | Ea |  | 0 | lbs / table |  | 0 | Ea |  | 0 | lbs / table |  | #N/A | Ea |  | #N/A | lbs / table
[42 empty] | T_M_144 | [6 empty] | Right Frame: Exterior |  | Note all Quantities are per Table | [6 empty] | 81 | Modules per Right Table |  |  |  |  | 81 | Modules per Right Table |  |  |  |  | 78 | Modules per Right Table |  |  |  |  | 78 | Modules per Right Table |  |  |  |  | 78 | Modules per Right Table |  |  |  |  | 81 | Modules per Right Table |  |  |  |  | 78 | Modules per Right Table |  |  |  |  | 78 | Modules per Right Table |  |  |  |  | 78 | Modules per Right Table |  |  |  |  | 78 | Modules per Right Table |  |  |  |  | 78 | Modules per Right Table |  |  |  |  | 78 | Modules per Right Table |  |  |  |  | #N/A | Modules per Right Table
[42 empty] | T_M_145 | [6 empty] | Posts per Table |  |  | 12 Ga | [5 empty] | 0 | 9 Ga | 9.3758 | 0 | lbs / table |  | 0 | 9 Ga | 9.3758 | 0 | lbs / table |  | 0 | 9 Ga | 9.3758 | 0 | lbs / table |  | 0 | 9 Ga | 9.3758 | 0 | lbs / table |  | 0 | 9 Ga | 9.3758 | 0 | lbs / table |  | 0 | 9 Ga | 9.3758 | 0 | lbs / table |  | 0 | 9 Ga | 9.3758 | 0 | lbs / table |  | 0 | 9 Ga | 9.3758 | 0 | lbs / table |  | 0 | 9 Ga | 9.3758 | 0 | lbs / table |  | 0 | 9 Ga | 9.3758 | 0 | lbs / table |  | 0 | 9 Ga | 9.3758 | 0 | lbs / table |  | 0 | 9 Ga | 9.3758 | 0 | lbs / table |  | #N/A | 9 Ga | 9.3758 | #N/A | lbs / table
[42 empty] | T_M_146 | [6 empty] | Head Piece |  |  | 14 Ga | Per Post |  |  |  |  | 0 | 10 Ga | 2.8193 | 0 | lbs / table |  | 0 | 10 Ga | 2.8193 | 0 | lbs / table |  | 0 | 10 Ga | 2.8193 | 0 | lbs / table |  | 0 | 10 Ga | 2.8193 | 0 | lbs / table |  | 0 | 10 Ga | 2.8193 | 0 | lbs / table |  | 0 | 10 Ga | 2.8193 | 0 | lbs / table |  | 0 | 10 Ga | 2.8193 | 0 | lbs / table |  | 0 | 10 Ga | 2.8193 | 0 | lbs / table |  | 0 | 10 Ga | 2.8193 | 0 | lbs / table |  | 0 | 10 Ga | 2.8193 | 0 | lbs / table |  | 0 | 10 Ga | 2.8193 | 0 | lbs / table |  | 0 | 10 Ga | 2.8193 | 0 | lbs / table |  | #N/A | 10 Ga | 2.8193 | #N/A | lbs / table
[42 empty] | T_M_147 | [6 empty] | Strut |  |  | 10 Ga | Factored for 2 Posts |  |  |  |  | 0 | 14 Ga | 0 | 0 | lbs / table |  | 0 | 14 Ga | 0 | 0 | lbs / table |  | 0 | 14 Ga | 0 | 0 | lbs / table |  | 0 | 14 Ga | 0 | 0 | lbs / table |  | 0 | 14 Ga | 0 | 0 | lbs / table |  | 0 | 14 Ga | 0 | 0 | lbs / table |  | 0 | 14 Ga | 0 | 0 | lbs / table |  | 0 | 14 Ga | 0 | 0 | lbs / table |  | 0 | 14 Ga | 0 | 0 | lbs / table |  | 0 | 14 Ga | 0 | 0 | lbs / table |  | 0 | 14 Ga | 0 | 0 | lbs / table |  | 0 | 14 Ga | 0 | 0 | lbs / table |  | 0 | 14 Ga | 0 | 0 | lbs / table
[42 empty] | T_M_148 | [6 empty] | Girder |  |  | 16 Ga | Adjusted by Table Width |  |  |  |  | 0 | 18 Ga | 15.365 | 0 | lbs / table |  | 0 | 18 Ga | 15.365 | 0 | lbs / table |  | 0 | 18 Ga | 15.365 | 0 | lbs / table |  | 0 | 18 Ga | 15.365 | 0 | lbs / table |  | 0 | 18 Ga | 15.365 | 0 | lbs / table |  | 0 | 18 Ga | 15.365 | 0 | lbs / table |  | 0 | 18 Ga | 15.365 | 0 | lbs / table |  | 0 | 18 Ga | 15.365 | 0 | lbs / table |  | 0 | 18 Ga | 15.365 | 0 | lbs / table |  | 0 | 18 Ga | 15.365 | 0 | lbs / table |  | 0 | 18 Ga | 15.365 | 0 | lbs / table |  | 0 | 18 Ga | 15.365 | 0 | lbs / table |  | 0 | 18 Ga | #N/A | #N/A | lbs / table
[42 empty] | T_M_149 | [6 empty] | Purlin, Limited to 32 Ft Long |  |  | 18 Ga | Adjusted by Table Length |  |  |  |  | 0 | 18 Ga | 89.8253 | 0 | lbs / table |  | 0 | 18 Ga | 89.8253 | 0 | lbs / table |  | 0 | 18 Ga | 89.8253 | 0 | lbs / table |  | 0 | 18 Ga | 89.8253 | 0 | lbs / table |  | 0 | 18 Ga | 89.8253 | 0 | lbs / table |  | 0 | 18 Ga | 89.8253 | 0 | lbs / table |  | 0 | 18 Ga | 89.8253 | 0 | lbs / table |  | 0 | 18 Ga | 89.8253 | 0 | lbs / table |  | 0 | 18 Ga | 89.8253 | 0 | lbs / table |  | 0 | 18 Ga | 89.8253 | 0 | lbs / table |  | 0 | 18 Ga | 89.8253 | 0 | lbs / table |  | 0 | 18 Ga | 89.8253 | 0 | lbs / table |  | #VALUE! | 18 Ga | 89.8253 | #VALUE! | lbs / table
[42 empty] | T_M_150 | [6 empty] | Purlin Splice |  |  | 14 Ga | [5 empty] | 0 | 14 Ga | 1.6014 | 0 | lbs / table |  | 0 | 14 Ga | 1.6014 | 0 | lbs / table |  | 0 | 14 Ga | 1.6014 | 0 | lbs / table |  | 0 | 14 Ga | 1.6014 | 0 | lbs / table |  | 0 | 14 Ga | 1.6014 | 0 | lbs / table |  | 0 | 14 Ga | 1.6014 | 0 | lbs / table |  | 0 | 14 Ga | 1.6014 | 0 | lbs / table |  | 0 | 14 Ga | 1.6014 | 0 | lbs / table |  | 0 | 14 Ga | 1.6014 | 0 | lbs / table |  | 0 | 14 Ga | 1.6014 | 0 | lbs / table |  | 0 | 14 Ga | 1.6014 | 0 | lbs / table |  | 0 | 14 Ga | 1.6014 | 0 | lbs / table |  | #VALUE! | 14 Ga | 1.6014 | #VALUE! | lbs / table
[42 empty] | T_M_151 | [6 empty] | Module Rail |  |  | 18 Ga | Adjusted by Table Width |  |  |  |  | 0 | 14 Ga | 18.0932 | 0 | lbs / table |  | 0 | 14 Ga | 18.0932 | 0 | lbs / table |  | 0 | 14 Ga | 18.0932 | 0 | lbs / table |  | 0 | 14 Ga | 18.0932 | 0 | lbs / table |  | 0 | 14 Ga | 18.0932 | 0 | lbs / table |  | 0 | 14 Ga | 18.0932 | 0 | lbs / table |  | 0 | 14 Ga | 18.0932 | 0 | lbs / table |  | 0 | 14 Ga | 18.0932 | 0 | lbs / table |  | 0 | 14 Ga | 18.0932 | 0 | lbs / table |  | 0 | 14 Ga | 18.0932 | 0 | lbs / table |  | 0 | 14 Ga | 18.0932 | 0 | lbs / table |  | 0 | 14 Ga | 18.0932 | 0 | lbs / table |  | #N/A | 14 Ga | #N/A | #N/A | lbs / table
[42 empty] | T_M_152 | [6 empty] | Panel Attachments |  |  |  | (4) First Panel & (2) after |  |  |  |  | 0 | Ea |  |  |  |  | 0 | Ea |  |  |  |  | 0 | Ea |  |  |  |  | 0 | Ea |  |  |  |  | 0 | Ea |  |  |  |  | 0 | Ea |  |  |  |  | 0 | Ea |  |  |  |  | 0 | Ea |  |  |  |  | 0 | Ea |  |  |  |  | 0 | Ea |  |  |  |  | 0 | Ea |  |  |  |  | 0 | Ea |  |  |  |  | #N/A | Ea
[42 empty] | T_M_153 | [6 empty] | Frame Sub Total (No Posts) |  |  | Number of Pieces and Weight | [5 empty] | 0 | Ea |  | 0 | lbs / table |  | 0 | Ea |  | 0 | lbs / table |  | 0 | Ea |  | 0 | lbs / table |  | 0 | Ea |  | 0 | lbs / table |  | 0 | Ea |  | 0 | lbs / table |  | 0 | Ea |  | 0 | lbs / table |  | 0 | Ea |  | 0 | lbs / table |  | 0 | Ea |  | 0 | lbs / table |  | 0 | Ea |  | 0 | lbs / table |  | 0 | Ea |  | 0 | lbs / table |  | 0 | Ea |  | 0 | lbs / table |  | 0 | Ea |  | 0 | lbs / table |  | #N/A | Ea |  | #N/A | lbs / table
[42 empty] | T_M_154 | [15 empty] | Left Side Racking | [5 empty] | Left Side Racking | [5 empty] | Left Side Racking | [5 empty] | Left Side Racking | [5 empty] | Left Side Racking | [5 empty] | Left Side Racking | [5 empty] | Left Side Racking | [5 empty] | Left Side Racking | [5 empty] | Left Side Racking | [5 empty] | Left Side Racking | [5 empty] | Left Side Racking | [5 empty] | Left Side Racking | [5 empty] | Left Side Racking
[42 empty] | T_M_155 | [15 empty] | See Below | 0 | Rows | 7.4738 | (Ft.) Width |  | See Below | 0 | Rows | 7.4738 | (Ft.) Width |  | See Below | 0 | Rows | 7.4738 | (Ft.) Width |  | See Below | 0 | Rows | 7.4738 | (Ft.) Width |  | See Below | 0 | Rows | 7.4738 | (Ft.) Width |  | See Below | 0 | Rows | 7.4738 | (Ft.) Width |  | See Below | 0 | Rows | 7.4738 | (Ft.) Width |  | See Below | 0 | Rows | 7.4738 | (Ft.) Width |  | See Below | 0 | Rows | 7.4738 | (Ft.) Width |  | See Below | 0 | Rows | 7.4738 | (Ft.) Width |  | See Below | 0 | Rows | 7.4738 | (Ft.) Width |  | See Below | 0 | Rows | 7.4738 | (Ft.) Width |  | See Below | #VALUE! | Rows | #N/A | (Ft.) Width
[42 empty] | T_M_156 | [15 empty] | Modules/String: | 27 |  | 0 | (Ft.) Length Left Side |  | Modules/String: | 27 |  | 0 | (Ft.) Length Left Side |  | Modules/String: | 26 |  | 0 | (Ft.) Length Left Side |  | Modules/String: | 26 |  | 0 | (Ft.) Length Left Side |  | Modules/String: | 26 |  | 0 | (Ft.) Length Left Side |  | Modules/String: | 27 |  | 0 | (Ft.) Length Left Side |  | Modules/String: | 26 |  | 0 | (Ft.) Length Left Side |  | Modules/String: | 26 |  | 0 | (Ft.) Length Left Side |  | Modules/String: | 26 |  | 0 | (Ft.) Length Left Side |  | Modules/String: | 26 |  | 0 | (Ft.) Length Left Side |  | Modules/String: | 26 |  | 0 | (Ft.) Length Left Side |  | Modules/String: | 26 |  | 0 | (Ft.) Length Left Side |  | Modules/String: |  |  | #N/A | (Ft.) Length Left Side
[42 empty] | T_M_157 | [15 empty] | Interior Posts: | 13.3381 | 13.3381 | 6.75 | Modules/Post Interior |  | Interior Posts: | 13.3381 | 13.3381 | 13.3381 | Modules/Post Interior |  | Interior Posts: | 8.892 | 13.3381 | 8.892 | Modules/Post Interior |  | Interior Posts: | 8.892 | 13.3381 | 8.892 | Modules/Post Interior |  | Interior Posts: | 8.892 | 13.3381 | 8.892 | Modules/Post Interior |  | Interior Posts: | 13.3381 | 13.3381 | 13.3381 | Modules/Post Interior |  | Interior Posts: | 8.892 | 13.3381 | 8.892 | Modules/Post Interior |  | Interior Posts: | 8.892 | 13.3381 | 8.892 | Modules/Post Interior |  | Interior Posts: | 8.892 | 13.3381 | 8.892 | Modules/Post Interior |  | Interior Posts: | 8.892 | 13.3381 | 8.892 | Modules/Post Interior |  | Interior Posts: | 8.892 | 13.3381 | 8.892 | Modules/Post Interior |  | Interior Posts: | 8.892 | 13.3381 | 8.892 | Modules/Post Interior |  | Interior Posts: | #N/A | #N/A | #N/A | Modules/Post Interior
[42 empty] | T_M_158 | [15 empty] | Exterior Posts: | 8.892 | 10.6704 | 5.4 | Modules/Post Exterior |  | Exterior Posts: | 8.892 | 10.6704 | 8.892 | Modules/Post Exterior |  | Exterior Posts: | 8.892 | 10.6704 | 8.892 | Modules/Post Exterior |  | Exterior Posts: | 8.892 | 10.6704 | 8.892 | Modules/Post Exterior |  | Exterior Posts: | 8.892 | 10.6704 | 8.892 | Modules/Post Exterior |  | Exterior Posts: | 8.892 | 10.6704 | 8.892 | Modules/Post Exterior |  | Exterior Posts: | 8.892 | 10.6704 | 8.892 | Modules/Post Exterior |  | Exterior Posts: | 8.892 | 10.6704 | 8.892 | Modules/Post Exterior |  | Exterior Posts: | 8.892 | 10.6704 | 8.892 | Modules/Post Exterior |  | Exterior Posts: | 8.892 | 10.6704 | 8.892 | Modules/Post Exterior |  | Exterior Posts: | 8.892 | 10.6704 | 8.892 | Modules/Post Exterior |  | Exterior Posts: | 8.892 | 10.6704 | 8.892 | Modules/Post Exterior |  | Exterior Posts: | #N/A | #N/A | #N/A | Modules/Post Exterior
[42 empty] | T_M_159 | [15 empty] | Purlins: | 0 | Ea. | 0 | Posts Deep Table |  | Purlins: | 0 | Ea. | 0 | Posts Deep Table |  | Purlins: | 0 | Ea. | 0 | Posts Deep Table |  | Purlins: | 0 | Ea. | 0 | Posts Deep Table |  | Purlins: | 0 | Ea. | 0 | Posts Deep Table |  | Purlins: | 0 | Ea. | 0 | Posts Deep Table |  | Purlins: | 0 | Ea. | 0 | Posts Deep Table |  | Purlins: | 0 | Ea. | 0 | Posts Deep Table |  | Purlins: | 0 | Ea. | 0 | Posts Deep Table |  | Purlins: | 0 | Ea. | 0 | Posts Deep Table |  | Purlins: | 0 | Ea. | 0 | Posts Deep Table |  | Purlins: | 0 | Ea. | 0 | Posts Deep Table |  | Purlins: | 0 | Ea. | 0 | Posts Deep Table
[42 empty] | T_M_160 | [15 empty] | Max Post Spacing: | 25 | Ft | 0 | Min Post Required |  | Max Post Spacing: | 25 | Ft | 0 | Min Post Required |  | Max Post Spacing: | 25 | Ft | 0 | Min Post Required |  | Max Post Spacing: | 25 | Ft | 0 | Min Post Required |  | Max Post Spacing: | 25 | Ft | 0 | Min Post Required |  | Max Post Spacing: | 25 | Ft | 0 | Min Post Required |  | Max Post Spacing: | 25 | Ft | 0 | Min Post Required |  | Max Post Spacing: | 25 | Ft | 0 | Min Post Required |  | Max Post Spacing: | 25 | Ft | 0 | Min Post Required |  | Max Post Spacing: | 25 | Ft | 0 | Min Post Required |  | Max Post Spacing: | 25 | Ft | 0 | Min Post Required |  | Max Post Spacing: | 25 | Ft | 0 | Min Post Required |  | Max Post Spacing: | 25 | Ft | #N/A | Min Post Required
[42 empty] | T_M_161 | [15 empty] | Post Spacing: | 0 | Ft | 0 | (2) Post Factor |  | Post Spacing: | 0 | Ft | 0 | (2) Post Factor |  | Post Spacing: | 0 | Ft | 0 | (2) Post Factor |  | Post Spacing: | 0 | Ft | 0 | (2) Post Factor |  | Post Spacing: | 0 | Ft | 0 | (2) Post Factor |  | Post Spacing: | 0 | Ft | 0 | (2) Post Factor |  | Post Spacing: | 0 | Ft | 0 | (2) Post Factor |  | Post Spacing: | 0 | Ft | 0 | (2) Post Factor |  | Post Spacing: | 0 | Ft | 0 | (2) Post Factor |  | Post Spacing: | 0 | Ft | 0 | (2) Post Factor |  | Post Spacing: | 0 | Ft | 0 | (2) Post Factor |  | Post Spacing: | 0 | Ft | 0 | (2) Post Factor |  | Post Spacing: | 0 | Ft | 0 | (2) Post Factor
[42 empty] | T_M_162 | [6 empty] | Left Frame: Interior |  | Note all Quantities are per Table | [6 empty] | 81 | Modules per Left Table |  |  |  |  | 81 | Modules per Left Table |  |  |  |  | 78 | Modules per Left Table |  |  |  |  | 78 | Modules per Left Table |  |  |  |  | 78 | Modules per Left Table |  |  |  |  | 81 | Modules per Left Table |  |  |  |  | 78 | Modules per Left Table |  |  |  |  | 78 | Modules per Left Table |  |  |  |  | 78 | Modules per Left Table |  |  |  |  | 78 | Modules per Left Table |  |  |  |  | 78 | Modules per Left Table |  |  |  |  | 78 | Modules per Left Table |  |  |  |  | #N/A | Modules per Left Table
[42 empty] | T_M_163 | [6 empty] | Posts per Table |  |  | 12 Ga | [5 empty] | 0 | 10 Ga | 8.4578 | 0 | lbs / table |  | 0 | 10 Ga | 8.4578 | 0 | lbs / table |  | 0 | 10 Ga | 8.4578 | 0 | lbs / table |  | 0 | 10 Ga | 8.4578 | 0 | lbs / table |  | 0 | 10 Ga | 8.4578 | 0 | lbs / table |  | 0 | 10 Ga | 8.4578 | 0 | lbs / table |  | 0 | 10 Ga | 8.4578 | 0 | lbs / table |  | 0 | 10 Ga | 8.4578 | 0 | lbs / table |  | 0 | 10 Ga | 8.4578 | 0 | lbs / table |  | 0 | 10 Ga | 8.4578 | 0 | lbs / table |  | 0 | 10 Ga | 8.4578 | 0 | lbs / table |  | 0 | 10 Ga | 8.4578 | 0 | lbs / table |  | #N/A | 10 Ga | 8.4578 | #N/A | lbs / table
[42 empty] | T_M_164 | [6 empty] | Head Piece |  |  | 14 Ga | Per Post |  |  |  |  | 0 | 10 Ga | 2.8193 | 0 | lbs / table |  | 0 | 10 Ga | 2.8193 | 0 | lbs / table |  | 0 | 10 Ga | 2.8193 | 0 | lbs / table |  | 0 | 10 Ga | 2.8193 | 0 | lbs / table |  | 0 | 10 Ga | 2.8193 | 0 | lbs / table |  | 0 | 10 Ga | 2.8193 | 0 | lbs / table |  | 0 | 10 Ga | 2.8193 | 0 | lbs / table |  | 0 | 10 Ga | 2.8193 | 0 | lbs / table |  | 0 | 10 Ga | 2.8193 | 0 | lbs / table |  | 0 | 10 Ga | 2.8193 | 0 | lbs / table |  | 0 | 10 Ga | 2.8193 | 0 | lbs / table |  | 0 | 10 Ga | 2.8193 | 0 | lbs / table |  | #N/A | 10 Ga | 2.8193 | #N/A | lbs / table
[42 empty] | T_M_165 | [6 empty] | Strut |  |  | 10 Ga | Factored for 2 Posts |  |  |  |  | 0 | 14 Ga | 0 | 0 | lbs / table |  | 0 | 14 Ga | 0 | 0 | lbs / table |  | 0 | 14 Ga | 0 | 0 | lbs / table |  | 0 | 14 Ga | 0 | 0 | lbs / table |  | 0 | 14 Ga | 0 | 0 | lbs / table |  | 0 | 14 Ga | 0 | 0 | lbs / table |  | 0 | 14 Ga | 0 | 0 | lbs / table |  | 0 | 14 Ga | 0 | 0 | lbs / table |  | 0 | 14 Ga | 0 | 0 | lbs / table |  | 0 | 14 Ga | 0 | 0 | lbs / table |  | 0 | 14 Ga | 0 | 0 | lbs / table |  | 0 | 14 Ga | 0 | 0 | lbs / table |  | 0 | 14 Ga | 0 | 0 | lbs / table
[42 empty] | T_M_166 | [6 empty] | Girder |  |  | 16 Ga | Adjusted by Table Width |  |  |  |  | 0 | 18 Ga | 15.365 | 0 | lbs / table |  | 0 | 18 Ga | 15.365 | 0 | lbs / table |  | 0 | 18 Ga | 15.365 | 0 | lbs / table |  | 0 | 18 Ga | 15.365 | 0 | lbs / table |  | 0 | 18 Ga | 15.365 | 0 | lbs / table |  | 0 | 18 Ga | 15.365 | 0 | lbs / table |  | 0 | 18 Ga | 15.365 | 0 | lbs / table |  | 0 | 18 Ga | 15.365 | 0 | lbs / table |  | 0 | 18 Ga | 15.365 | 0 | lbs / table |  | 0 | 18 Ga | 15.365 | 0 | lbs / table |  | 0 | 18 Ga | 15.365 | 0 | lbs / table |  | 0 | 18 Ga | 15.365 | 0 | lbs / table |  | 0 | 18 Ga | #N/A | #N/A | lbs / table
[42 empty] | T_M_167 | [6 empty] | Purlin, Limited to 32 Ft Long |  |  | 18 Ga | Adjusted by Table Length |  |  |  |  | 0 | 18 Ga | 89.8253 | 0 | lbs / table |  | 0 | 18 Ga | 89.8253 | 0 | lbs / table |  | 0 | 18 Ga | 89.8253 | 0 | lbs / table |  | 0 | 18 Ga | 89.8253 | 0 | lbs / table |  | 0 | 18 Ga | 89.8253 | 0 | lbs / table |  | 0 | 18 Ga | 89.8253 | 0 | lbs / table |  | 0 | 18 Ga | 89.8253 | 0 | lbs / table |  | 0 | 18 Ga | 89.8253 | 0 | lbs / table |  | 0 | 18 Ga | 89.8253 | 0 | lbs / table |  | 0 | 18 Ga | 89.8253 | 0 | lbs / table |  | 0 | 18 Ga | 89.8253 | 0 | lbs / table |  | 0 | 18 Ga | 89.8253 | 0 | lbs / table |  | #N/A | 18 Ga | 89.8253 | #N/A | lbs / table
[42 empty] | T_M_168 | [6 empty] | Purlin Splice |  |  | 14 Ga | [5 empty] | 0 | 14 Ga | 1.6014 | 0 | lbs / table |  | 0 | 14 Ga | 1.6014 | 0 | lbs / table |  | 0 | 14 Ga | 1.6014 | 0 | lbs / table |  | 0 | 14 Ga | 1.6014 | 0 | lbs / table |  | 0 | 14 Ga | 1.6014 | 0 | lbs / table |  | 0 | 14 Ga | 1.6014 | 0 | lbs / table |  | 0 | 14 Ga | 1.6014 | 0 | lbs / table |  | 0 | 14 Ga | 1.6014 | 0 | lbs / table |  | 0 | 14 Ga | 1.6014 | 0 | lbs / table |  | 0 | 14 Ga | 1.6014 | 0 | lbs / table |  | 0 | 14 Ga | 1.6014 | 0 | lbs / table |  | 0 | 14 Ga | 1.6014 | 0 | lbs / table |  | #N/A | 14 Ga | 1.6014 | #N/A | lbs / table
[42 empty] | T_M_169 | [6 empty] | Module Rail |  |  | 18 Ga | Adjusted by Table Width |  |  |  |  | 0 | 14 Ga | 18.0932 | 0 | lbs / table |  | 0 | 14 Ga | 18.0932 | 0 | lbs / table |  | 0 | 14 Ga | 18.0932 | 0 | lbs / table |  | 0 | 14 Ga | 18.0932 | 0 | lbs / table |  | 0 | 14 Ga | 18.0932 | 0 | lbs / table |  | 0 | 14 Ga | 18.0932 | 0 | lbs / table |  | 0 | 14 Ga | 18.0932 | 0 | lbs / table |  | 0 | 14 Ga | 18.0932 | 0 | lbs / table |  | 0 | 14 Ga | 18.0932 | 0 | lbs / table |  | 0 | 14 Ga | 18.0932 | 0 | lbs / table |  | 0 | 14 Ga | 18.0932 | 0 | lbs / table |  | 0 | 14 Ga | 18.0932 | 0 | lbs / table |  | #N/A | 14 Ga | #N/A | #N/A | lbs / table
[42 empty] | T_M_170 | [6 empty] | Panel Attachments |  |  |  | (4) First Panel & (2) after |  |  |  |  | 0 | [5 empty] | 0 | [5 empty] | 0 | [5 empty] | 0 | [5 empty] | 0 | [5 empty] | 0 | [5 empty] | 0 | [5 empty] | 0 | [5 empty] | 0 | [5 empty] | 0 | [5 empty] | 0 | [5 empty] | 0 | [5 empty] | #N/A
[42 empty] | T_M_171 | [6 empty] | Frame Sub Total (No Posts) |  |  | Number of Pieces and Weight | [5 empty] | 0 | Ea |  | 0 | lbs / table |  | 0 | Ea |  | 0 | lbs / table |  | 0 | Ea |  | 0 | lbs / table |  | 0 | Ea |  | 0 | lbs / table |  | 0 | Ea |  | 0 | lbs / table |  | 0 | Ea |  | 0 | lbs / table |  | 0 | Ea |  | 0 | lbs / table |  | 0 | Ea |  | 0 | lbs / table |  | 0 | Ea |  | 0 | lbs / table |  | 0 | Ea |  | 0 | lbs / table |  | 0 | Ea |  | 0 | lbs / table |  | 0 | Ea |  | 0 | lbs / table |  | #N/A | Ea |  | #N/A | lbs / table
[42 empty] | T_M_172 | [6 empty] | Left Frame: Exterior |  | Note all Quantities are per Table | [6 empty] | 81 | Modules per Left Table |  |  |  |  | 81 | Modules per Left Table |  |  |  |  | 78 | Modules per Left Table |  |  |  |  | 78 | Modules per Left Table |  |  |  |  | 78 | Modules per Left Table |  |  |  |  | 81 | Modules per Left Table |  |  |  |  | 78 | Modules per Left Table |  |  |  |  | 78 | Modules per Left Table |  |  |  |  | 78 | Modules per Left Table |  |  |  |  | 78 | Modules per Left Table |  |  |  |  | 78 | Modules per Left Table |  |  |  |  | 78 | Modules per Left Table |  |  |  |  | #N/A | Modules per Left Table
[42 empty] | T_M_173 | [6 empty] | Posts per Table |  |  | 12 Ga | [5 empty] | 0 | 9 Ga | 9.3758 | 0 | lbs / table |  | 0 | 9 Ga | 9.3758 | 0 | lbs / table |  | 0 | 9 Ga | 9.3758 | 0 | lbs / table |  | 0 | 9 Ga | 9.3758 | 0 | lbs / table |  | 0 | 9 Ga | 9.3758 | 0 | lbs / table |  | 0 | 9 Ga | 9.3758 | 0 | lbs / table |  | 0 | 9 Ga | 9.3758 | 0 | lbs / table |  | 0 | 9 Ga | 9.3758 | 0 | lbs / table |  | 0 | 9 Ga | 9.3758 | 0 | lbs / table |  | 0 | 9 Ga | 9.3758 | 0 | lbs / table |  | 0 | 9 Ga | 9.3758 | 0 | lbs / table |  | 0 | 9 Ga | 9.3758 | 0 | lbs / table |  | #N/A | 9 Ga | 9.3758 | #N/A | lbs / table
[42 empty] | T_M_174 | [6 empty] | Head Piece |  |  | 14 Ga | Per Post |  |  |  |  | 0 | 10 Ga | 2.8193 | 0 | lbs / table |  | 0 | 10 Ga | 2.8193 | 0 | lbs / table |  | 0 | 10 Ga | 2.8193 | 0 | lbs / table |  | 0 | 10 Ga | 2.8193 | 0 | lbs / table |  | 0 | 10 Ga | 2.8193 | 0 | lbs / table |  | 0 | 10 Ga | 2.8193 | 0 | lbs / table |  | 0 | 10 Ga | 2.8193 | 0 | lbs / table |  | 0 | 10 Ga | 2.8193 | 0 | lbs / table |  | 0 | 10 Ga | 2.8193 | 0 | lbs / table |  | 0 | 10 Ga | 2.8193 | 0 | lbs / table |  | 0 | 10 Ga | 2.8193 | 0 | lbs / table |  | 0 | 10 Ga | 2.8193 | 0 | lbs / table |  | #N/A | 10 Ga | 2.8193 | #N/A | lbs / table
[42 empty] | T_M_175 | [6 empty] | Strut |  |  | 10 Ga | Factored for 2 Posts |  |  |  |  | 0 | 14 Ga | 0 | 0 | lbs / table |  | 0 | 14 Ga | 0 | 0 | lbs / table |  | 0 | 14 Ga | 0 | 0 | lbs / table |  | 0 | 14 Ga | 0 | 0 | lbs / table |  | 0 | 14 Ga | 0 | 0 | lbs / table |  | 0 | 14 Ga | 0 | 0 | lbs / table |  | 0 | 14 Ga | 0 | 0 | lbs / table |  | 0 | 14 Ga | 0 | 0 | lbs / table |  | 0 | 14 Ga | 0 | 0 | lbs / table |  | 0 | 14 Ga | 0 | 0 | lbs / table |  | 0 | 14 Ga | 0 | 0 | lbs / table |  | 0 | 14 Ga | 0 | 0 | lbs / table |  | 0 | 14 Ga | 0 | 0 | lbs / table
[42 empty] | T_M_176 | [6 empty] | Girder |  |  | 16 Ga | Adjusted by Table Width |  |  |  |  | 0 | 18 Ga | 15.365 | 0 | lbs / table |  | 0 | 18 Ga | 15.365 | 0 | lbs / table |  | 0 | 18 Ga | 15.365 | 0 | lbs / table |  | 0 | 18 Ga | 15.365 | 0 | lbs / table |  | 0 | 18 Ga | 15.365 | 0 | lbs / table |  | 0 | 18 Ga | 15.365 | 0 | lbs / table |  | 0 | 18 Ga | 15.365 | 0 | lbs / table |  | 0 | 18 Ga | 15.365 | 0 | lbs / table |  | 0 | 18 Ga | 15.365 | 0 | lbs / table |  | 0 | 18 Ga | 15.365 | 0 | lbs / table |  | 0 | 18 Ga | 15.365 | 0 | lbs / table |  | 0 | 18 Ga | 15.365 | 0 | lbs / table |  | 0 | 18 Ga | #N/A | #N/A | lbs / table
[42 empty] | T_M_177 | [6 empty] | Purlin, Limited to 32 Ft Long |  |  | 18 Ga | Adjusted by Table Length |  |  |  |  | 0 | 18 Ga | 89.8253 | 0 | lbs / table |  | 0 | 18 Ga | 89.8253 | 0 | lbs / table |  | 0 | 18 Ga | 89.8253 | 0 | lbs / table |  | 0 | 18 Ga | 89.8253 | 0 | lbs / table |  | 0 | 18 Ga | 89.8253 | 0 | lbs / table |  | 0 | 18 Ga | 89.8253 | 0 | lbs / table |  | 0 | 18 Ga | 89.8253 | 0 | lbs / table |  | 0 | 18 Ga | 89.8253 | 0 | lbs / table |  | 0 | 18 Ga | 89.8253 | 0 | lbs / table |  | 0 | 18 Ga | 89.8253 | 0 | lbs / table |  | 0 | 18 Ga | 89.8253 | 0 | lbs / table |  | 0 | 18 Ga | 89.8253 | 0 | lbs / table |  | #N/A | 18 Ga | 89.8253 | #N/A | lbs / table
[42 empty] | T_M_178 | [6 empty] | Purlin Splice |  |  | 14 Ga | [5 empty] | 0 | 14 Ga | 1.6014 | 0 | lbs / table |  | 0 | 14 Ga | 1.6014 | 0 | lbs / table |  | 0 | 14 Ga | 1.6014 | 0 | lbs / table |  | 0 | 14 Ga | 1.6014 | 0 | lbs / table |  | 0 | 14 Ga | 1.6014 | 0 | lbs / table |  | 0 | 14 Ga | 1.6014 | 0 | lbs / table |  | 0 | 14 Ga | 1.6014 | 0 | lbs / table |  | 0 | 14 Ga | 1.6014 | 0 | lbs / table |  | 0 | 14 Ga | 1.6014 | 0 | lbs / table |  | 0 | 14 Ga | 1.6014 | 0 | lbs / table |  | 0 | 14 Ga | 1.6014 | 0 | lbs / table |  | 0 | 14 Ga | 1.6014 | 0 | lbs / table |  | #N/A | 14 Ga | 1.6014 | #N/A | lbs / table
[42 empty] | T_M_179 | [6 empty] | Module Rail |  |  | 18 Ga | Adjusted by Table Width |  |  |  |  | 0 | 14 Ga | 18.0932 | 0 | lbs / table |  | 0 | 14 Ga | 18.0932 | 0 | lbs / table |  | 0 | 14 Ga | 18.0932 | 0 | lbs / table |  | 0 | 14 Ga | 18.0932 | 0 | lbs / table |  | 0 | 14 Ga | 18.0932 | 0 | lbs / table |  | 0 | 14 Ga | 18.0932 | 0 | lbs / table |  | 0 | 14 Ga | 18.0932 | 0 | lbs / table |  | 0 | 14 Ga | 18.0932 | 0 | lbs / table |  | 0 | 14 Ga | 18.0932 | 0 | lbs / table |  | 0 | 14 Ga | 18.0932 | 0 | lbs / table |  | 0 | 14 Ga | 18.0932 | 0 | lbs / table |  | 0 | 14 Ga | 18.0932 | 0 | lbs / table |  | #N/A | 14 Ga | #N/A | #N/A | lbs / table
[42 empty] | T_M_180 | [6 empty] | Panel Attachments |  |  |  | (4) First Panel & (2) after |  |  |  |  | 0 | [5 empty] | 0 | [5 empty] | 0 | [5 empty] | 0 | [5 empty] | 0 | [5 empty] | 0 | [5 empty] | 0 | [5 empty] | 0 | [5 empty] | 0 | [5 empty] | 0 | [5 empty] | 0 | [5 empty] | 0 | [5 empty] | #N/A
[42 empty] | T_M_181 | [6 empty] | Frame Sub Total (No Posts) |  |  | Number of Pieces and Weight | [5 empty] | 0 | Ea |  | 0 | lbs / table |  | 0 | Ea |  | 0 | lbs / table |  | 0 | Ea |  | 0 | lbs / table |  | 0 | Ea |  | 0 | lbs / table |  | 0 | Ea |  | 0 | lbs / table |  | 0 | Ea |  | 0 | lbs / table |  | 0 | Ea |  | 0 | lbs / table |  | 0 | Ea |  | 0 | lbs / table |  | 0 | Ea |  | 0 | lbs / table |  | 0 | Ea |  | 0 | lbs / table |  | 0 | Ea |  | 0 | lbs / table |  | 0 | Ea |  | 0 | lbs / table |  | #N/A | Ea |  | #N/A | lbs / table
[42 empty] | T_M_182 | [6 empty] | Fixed Post Summary
[42 empty] | T_M_183 | [6 empty] | Interior |  | Number of | Weight lbs/ft. |  | Length ft. |  |  |  | 0 | Ea | 8.4578 | 9.3469 | Ft Long |  | 0 | Ea | 8.4578 | 9.3469 | Ft Long |  | 0 | Ea | 8.4578 | 11.1335 | Ft Long |  | 0 | Ea | 8.4578 | 11.1335 | Ft Long |  | 0 | Ea | 8.4578 | 11.1335 | Ft Long |  | 0 | Ea | 8.4578 | 9.3469 | Ft Long |  | 0 | Ea | 8.4578 | 11.1335 | Ft Long |  | 0 | Ea | 8.4578 | 11.1335 | Ft Long |  | 0 | Ea | 8.4578 | 11.1335 | Ft Long |  | 0 | Ea | 8.4578 | 11.1335 | Ft Long |  | 0 | Ea | 8.4578 | 11.1335 | Ft Long |  | 0 | Ea | 8.4578 | 11.1335 | Ft Long |  | #N/A | Ea | 8.4578 | #VALUE! | Ft Long
[42 empty] | T_M_184 | [6 empty] | Exterior |  | Number of | Weight lbs/ft. |  | Length ft. |  |  |  | 0 | Ea | 9.3758 | 10.5335 | Ft Long |  | 0 | Ea | 9.3758 | 10.5335 | Ft Long |  | 0 | Ea | 9.3758 | 11.1335 | Ft Long |  | 0 | Ea | 9.3758 | 11.1335 | Ft Long |  | 0 | Ea | 9.3758 | 11.1335 | Ft Long |  | 0 | Ea | 9.3758 | 10.5335 | Ft Long |  | 0 | Ea | 9.3758 | 11.1335 | Ft Long |  | 0 | Ea | 9.3758 | 11.1335 | Ft Long |  | 0 | Ea | 9.3758 | 11.1335 | Ft Long |  | 0 | Ea | 9.3758 | 11.1335 | Ft Long |  | 0 | Ea | 9.3758 | 11.1335 | Ft Long |  | 0 | Ea | 9.3758 | 11.1335 | Ft Long |  | #N/A | Ea | 9.3758 | #VALUE! | Ft Long
[42 empty] | T_M_185 | [15 empty] | Frost Depth "Ft." | 3 | 7.5705 | Ft. Post Embed |  |  | Frost Depth "Ft." | 3 | 7.5705 | Ft. Post Embed |  |  | Frost Depth "Ft." | 9 | 7.5705 | Ft. Post Embed |  |  | Frost Depth "Ft." | 9 | 7.5705 | Ft. Post Embed |  |  | Frost Depth "Ft." | 9 | 7.5705 | Ft. Post Embed |  |  | Frost Depth "Ft." | 3 | 7.5705 | Ft. Post Embed |  |  | Frost Depth "Ft." | 9 | 7.5705 | Ft. Post Embed |  |  | Frost Depth "Ft." | 9 | 7.5705 | Ft. Post Embed |  |  | Frost Depth "Ft." | 9 | 7.5705 | Ft. Post Embed |  |  | Frost Depth "Ft." | 9 | 7.5705 | Ft. Post Embed |  |  | Frost Depth "Ft." | 9 | 7.5705 | Ft. Post Embed |  |  | Frost Depth "Ft." | 9 | 7.5705 | Ft. Post Embed |  |  | Frost Depth "Ft." | #N/A | #N/A | Ft. Post Embed
[42 empty] | T_M_186 | [12 empty] | Tracker Size Check -- > |  |  | Size Check -> | OK |  | 1 | Trackers/Row |  | Size Check -> | OK |  | 1 | Trackers/Row |  | Size Check -> | OK |  | 1 | Trackers/Row |  | Size Check -> | OK |  | 1 | Trackers/Row |  | Size Check -> | OK |  | 1 | Trackers/Row |  | Size Check -> | OK |  | 1 | Trackers/Row |  | Size Check -> | OK |  | 1 | Trackers/Row |  | Size Check -> | OK |  | 1 | Trackers/Row |  | Size Check -> | OK |  | 1 | Trackers/Row |  | Size Check -> | OK |  | 1 | Trackers/Row |  | Size Check -> | OK |  | 1 | Trackers/Row |  | Size Check -> | OK |  | 1 | Trackers/Row |  | Size Check -> | OK |  | 1 | Trackers/Row
[42 empty] | T_M_187 | [6 empty] | Racking Design - S - Tracker |  |  | Distributed | [5 empty] | S-Track | 104.5613 | S-Trackers | 7.4738 | (Ft.) Width |  | S-Track | 104.5613 | S-Trackers | 7.4738 | (Ft.) Width |  | S-Track | 105.6154 | S-Trackers | 7.4738 | (Ft.) Width |  | S-Track | 105.6154 | S-Trackers | 7.4738 | (Ft.) Width |  | S-Track | 108.4699 | S-Trackers | 7.4738 | (Ft.) Width |  | S-Track | 104.5613 | S-Trackers | 7.4738 | (Ft.) Width |  | S-Track | 105.6154 | S-Trackers | 7.4738 | (Ft.) Width |  | S-Track | 113.4003 | S-Trackers | 7.4738 | (Ft.) Width |  | S-Track | 105.6154 | S-Trackers | 7.4738 | (Ft.) Width |  | S-Track | 110.4161 | S-Trackers | 7.4738 | (Ft.) Width |  | S-Track | 105.6154 | S-Trackers | 7.4738 | (Ft.) Width |  | S-Track | 110.4161 | S-Trackers | 7.4738 | (Ft.) Width |  | See Above | 0 | S-Trackers | 0 | (Ft.) Width
[42 empty] | T_M_188 | [7 empty] | Snow / Wind Load Interior Check | [7 empty] | Wind | 12 | 12 | Posts per Track Int |  |  | Wind | 12 | 12 | Posts per Track Int |  |  | Snow | 12 | 11 | Posts per Track Int |  |  | Snow | 12 | 11 | Posts per Track Int |  |  | Snow | 12 | 11 | Posts per Track Int |  |  | Wind | 12 | 12 | Posts per Track Int |  |  | Snow | 12 | 11 | Posts per Track Int |  |  | Snow | 12 | 11 | Posts per Track Int |  |  | Snow | 12 | 11 | Posts per Track Int |  |  | Snow | 12 | 11 | Posts per Track Int |  |  | Snow | 12 | 11 | Posts per Track Int |  |  | Snow | 12 | 11 | Posts per Track Int |  |  | Wind | 0 | 0 | Posts per Track Int
[42 empty] | T_M_189 | [7 empty] | Snow / Wind Load Exterior Check | [7 empty] | Wind | 13 | 13 | Posts per Track Ext |  |  | Wind | 13 | 13 | Posts per Track Ext |  |  | Snow | 14 | 13 | Posts per Track Ext |  |  | Snow | 14 | 13 | Posts per Track Ext |  |  | Snow | 14 | 13 | Posts per Track Ext |  |  | Wind | 13 | 13 | Posts per Track Ext |  |  | Snow | 14 | 13 | Posts per Track Ext |  |  | Snow | 14 | 13 | Posts per Track Ext |  |  | Snow | 14 | 13 | Posts per Track Ext |  |  | Snow | 14 | 13 | Posts per Track Ext |  |  | Snow | 14 | 13 | Posts per Track Ext |  |  | Snow | 14 | 13 | Posts per Track Ext |  |  | Wind | 0 | 0 | Posts per Track Ext
[42 empty] | T_M_190 | [6 empty] | Table Size: | is the Column Width | [7 empty] | Modules/String: | 27 |  | 301.3583 | (Ft.) Length |  | Modules/String: | 27 |  | 301.3583 | (Ft.) Length |  | Modules/String: | 26 |  | 290.1969 | (Ft.) Length |  | Modules/String: | 26 |  | 290.1969 | (Ft.) Length |  | Modules/String: | 26 |  | 290.1969 | (Ft.) Length |  | Modules/String: | 27 |  | 301.3583 | (Ft.) Length |  | Modules/String: | 26 |  | 290.1969 | (Ft.) Length |  | Modules/String: | 26 |  | 290.1969 | (Ft.) Length |  | Modules/String: | 26 |  | 290.1969 | (Ft.) Length |  | Modules/String: | 26 |  | 290.1969 | (Ft.) Length |  | Modules/String: | 26 |  | 290.1969 | (Ft.) Length |  | Modules/String: | 26 |  | 290.1969 | (Ft.) Length |  | Modules/String: |  |  | 0 | (Ft.) Length
[42 empty] | T_M_191 | [15 empty] | Portrait 1 |  |  | 1 | Drive per Tracker |  | Portrait 1 |  |  | 1 | Drive per Tracker |  | Portrait 1 |  |  | 1 | Drive per Tracker |  | Portrait 1 |  |  | 1 | Drive per Tracker |  | Portrait 1 |  |  | 1 | Drive per Tracker |  | Portrait 1 |  |  | 1 | Drive per Tracker |  | Portrait 1 |  |  | 1 | Drive per Tracker |  | Portrait 1 |  |  | 1 | Drive per Tracker |  | Portrait 1 |  |  | 1 | Drive per Tracker |  | Portrait 1 |  |  | 1 | Drive per Tracker |  | Portrait 1 |  |  | 1 | Drive per Tracker |  | Portrait 1 |  |  | 1 | Drive per Tracker |  |  |  |  | 1 | Drive per Tracker
[42 empty] | T_M_193 |  |  |  |  | tracker post per row | [10 empty] | Int Posts / Row: | 12 |  |  |  |  | Int Posts / Row: | 12 |  |  |  |  | Int Posts / Row: | 12 |  |  |  |  | Int Posts / Row: | 12 |  |  |  |  | Int Posts / Row: | 12 |  |  |  |  | Int Posts / Row: | 12 |  |  |  |  | Int Posts / Row: | 12 |  |  |  |  | Int Posts / Row: | 12 |  |  |  |  | Int Posts / Row: | 12 |  |  |  |  | Int Posts / Row: | 12 |  |  |  |  | Int Posts / Row: | 12 |  |  |  |  | Int Posts / Row: | 12 |  |  |  |  | Int Posts / Row: | #VALUE!
[42 empty] | T_M_194 | [15 empty] | Ext Posts / Row: | 13 |  | 82 | Frame Brackets to Torque Tube |  | Ext Posts / Row: | 13 |  | 82 | Frame Brackets to Torque Tube |  | Ext Posts / Row: | 14 |  | 79 | Frame Brackets to Torque Tube |  | Ext Posts / Row: | 14 |  | 79 | Frame Brackets to Torque Tube |  | Ext Posts / Row: | 14 |  | 79 | Frame Brackets to Torque Tube |  | Ext Posts / Row: | 13 |  | 82 | Frame Brackets to Torque Tube |  | Ext Posts / Row: | 14 |  | 79 | Frame Brackets to Torque Tube |  | Ext Posts / Row: | 14 |  | 79 | Frame Brackets to Torque Tube |  | Ext Posts / Row: | 14 |  | 79 | Frame Brackets to Torque Tube |  | Ext Posts / Row: | 14 |  | 79 | Frame Brackets to Torque Tube |  | Ext Posts / Row: | 14 |  | 79 | Frame Brackets to Torque Tube |  | Ext Posts / Row: | 14 |  | 79 | Frame Brackets to Torque Tube |  | Ext Posts / Row: | #VALUE! |  | 0 | Frame Brackets to Torque Tube
[42 empty] | T_M_195 | [8 empty] | Wind Load Interior / Wind Load Exterior | [7 empty] | Interior/Exterior: | 1 | 1.1 | Wind Loading |  |  | Interior/Exterior: | 1 | 1.1 | Wind Loading |  |  | Interior/Exterior: | 1.0171 | 1.1189 | Wind Loading |  |  | Interior/Exterior: | 1.0171 | 1.1189 | Wind Loading |  |  | Interior/Exterior: | 1.0171 | 1.1189 | Wind Loading |  |  | Interior/Exterior: | 1 | 1.1 | Wind Loading |  |  | Interior/Exterior: | 1.0171 | 1.1189 | Wind Loading |  |  | Interior/Exterior: | 1.0171 | 1.1189 | Wind Loading |  |  | Interior/Exterior: | 1.0171 | 1.1189 | Wind Loading |  |  | Interior/Exterior: | 1.0171 | 1.1189 | Wind Loading |  |  | Interior/Exterior: | 1.0171 | 1.1189 | Wind Loading |  |  | Interior/Exterior: | 1.0171 | 1.1189 | Wind Loading |  |  | Interior/Exterior: | 0 | 0 | Wind Loading
[42 empty] | T_M_196 | [8 empty] | Snow Load Interior / Snow Load Exterior | [6 empty] | Max Tilt Angle: | 60 | 1 | 1.1 | Snow Loading |  | Max Tilt Angle: | 60 | 1 | 1.1 | Snow Loading |  | Max Tilt Angle: | 60 | 1.12 | 1.232 | Snow Loading |  | Max Tilt Angle: | 60 | 1.12 | 1.232 | Snow Loading |  | Max Tilt Angle: | 60 | 1.12 | 1.232 | Snow Loading |  | Max Tilt Angle: | 60 | 1 | 1.1 | Snow Loading |  | Max Tilt Angle: | 60 | 1.12 | 1.232 | Snow Loading |  | Max Tilt Angle: | 60 | 1.12 | 1.232 | Snow Loading |  | Max Tilt Angle: | 60 | 1.12 | 1.232 | Snow Loading |  | Max Tilt Angle: | 60 | 1.12 | 1.232 | Snow Loading |  | Max Tilt Angle: | 60 | 1.12 | 1.232 | Snow Loading |  | Max Tilt Angle: | 60 | 1.12 | 1.232 | Snow Loading |  | Max Tilt Angle: | 60 | 0 | 0 | Snow Loading
[42 empty] | T_M_197 | [9 empty] | Interior Post |  | Add Frost Depth & Embed |  |  |  | Reveal Length: | 5.7048 | 0 | 7.5705 | Ft. Post Embed |  | Reveal Length: | 5.7048 | 0 | 7.5705 | Ft. Post Embed |  | Reveal Length: | 5.7048 | 0 | 9 | Ft. Post Embed |  | Reveal Length: | 5.7048 | 0 | 9 | Ft. Post Embed |  | Reveal Length: | 5.7048 | 0 | 9 | Ft. Post Embed |  | Reveal Length: | 5.7048 | 0 | 7.5705 | Ft. Post Embed |  | Reveal Length: | 5.7048 | 0 | 9 | Ft. Post Embed |  | Reveal Length: | 5.7048 | 0 | 9 | Ft. Post Embed |  | Reveal Length: | 5.7048 | 0 | 9 | Ft. Post Embed |  | Reveal Length: | 5.7048 | 0 | 9 | Ft. Post Embed |  | Reveal Length: | 5.7048 | 0 | 9 | Ft. Post Embed |  | Reveal Length: | 5.7048 | 0 | 9 | Ft. Post Embed |  | Reveal Length: | #VALUE! | 0 | #N/A | Ft. Post Embed
[42 empty] | T_M_198 | [9 empty] | Exterior | [5 empty] | Reveal Length: | 5.7048 | 0.5 | 8.0705 | Ft. Post Embed |  | Reveal Length: | 5.7048 | 0.5 | 8.0705 | Ft. Post Embed |  | Reveal Length: | 5.7048 | 0.5 | 9.5 | Ft. Post Embed |  | Reveal Length: | 5.7048 | 0.5 | 9.5 | Ft. Post Embed |  | Reveal Length: | 5.7048 | 0.5 | 9.5 | Ft. Post Embed |  | Reveal Length: | 5.7048 | 0.5 | 8.0705 | Ft. Post Embed |  | Reveal Length: | 5.7048 | 0.5 | 9.5 | Ft. Post Embed |  | Reveal Length: | 5.7048 | 0.5 | 9.5 | Ft. Post Embed |  | Reveal Length: | 5.7048 | 0.5 | 9.5 | Ft. Post Embed |  | Reveal Length: | 5.7048 | 0.5 | 9.5 | Ft. Post Embed |  | Reveal Length: | 5.7048 | 0.5 | 9.5 | Ft. Post Embed |  | Reveal Length: | 5.7048 | 0.5 | 9.5 | Ft. Post Embed |  | Reveal Length: | #VALUE! | 0.5 | #N/A | Ft. Post Embed
[42 empty] | T_M_199 | [6 empty] | S-Track Post Summary |  |  | Drive Post | [5 empty] | Reveal Length: | 5.7048 | 0.5 | 8.0705 | Ft. Post Embed |  | Reveal Length: | 5.7048 | 0.5 | 8.0705 | Ft. Post Embed |  | Reveal Length: | 5.7048 | 0.5 | 9.5 | Ft. Post Embed |  | Reveal Length: | 5.7048 | 0.5 | 9.5 | Ft. Post Embed |  | Reveal Length: | 5.7048 | 0.5 | 9.5 | Ft. Post Embed |  | Reveal Length: | 5.7048 | 0.5 | 8.0705 | Ft. Post Embed |  | Reveal Length: | 5.7048 | 0.5 | 9.5 | Ft. Post Embed |  | Reveal Length: | 5.7048 | 0.5 | 9.5 | Ft. Post Embed |  | Reveal Length: | 5.7048 | 0.5 | 9.5 | Ft. Post Embed |  | Reveal Length: | 5.7048 | 0.5 | 9.5 | Ft. Post Embed |  | Reveal Length: | 5.7048 | 0.5 | 9.5 | Ft. Post Embed |  | Reveal Length: | 5.7048 | 0.5 | 9.5 | Ft. Post Embed |  | Reveal Length: | #VALUE! | 0.5 | #N/A | Ft. Post Embed
[42 empty] | T_M_200 |  |  |  |  | tracker post interior |  | Interior |  | Number of | Weight lbs/ft. |  | Length ft. |  |  |  | 1150.1743 | W6x7 | 7 | 13.2753 | Ft Long |  | 1150.1743 | W6x7 | 7 | 13.2753 | Ft Long |  | 1161.7692 | W6x7 | 7 | 14.7048 | Ft Long |  | 1161.7692 | W6x7 | 7 | 14.7048 | Ft Long |  | 1193.1689 | W6x7 | 7 | 14.7048 | Ft Long |  | 1150.1743 | W6x7 | 7 | 13.2753 | Ft Long |  | 1161.7692 | W6x7 | 7 | 14.7048 | Ft Long |  | 1247.4038 | W6x7 | 7 | 14.7048 | Ft Long |  | 1161.7692 | W6x7 | 7 | 14.7048 | Ft Long |  | 1214.5769 | W6x7 | 7 | 14.7048 | Ft Long |  | 1161.7692 | W6x7 | 7 | 14.7048 | Ft Long |  | 1214.5769 | W6x7 | 7 | 14.7048 | Ft Long |  | #VALUE! | 0 | 0 | #N/A | Ft Long
[42 empty] | T_M_201 |  |  |  |  | tracker post exterior |  | Exterior |  | Number of | Weight lbs/ft. |  | Length ft. |  |  |  | 1254.7356 | W6x7 | 7 | 13.7753 | Ft Long |  | 1254.7356 | W6x7 | 7 | 13.7753 | Ft Long |  | 1373 | W6x9 | 9 | 15.2048 | Ft Long |  | 1373 | W6x9 | 9 | 15.2048 | Ft Long |  | 1410.1087 | W6x9 | 9 | 15.2048 | Ft Long |  | 1254.7356 | W6x7 | 7 | 13.7753 | Ft Long |  | 1373 | W6x9 | 9 | 15.2048 | Ft Long |  | 1474.2045 | W6x9 | 9 | 15.2048 | Ft Long |  | 1373 | W6x9 | 9 | 15.2048 | Ft Long |  | 1435.4091 | W6x9 | 9 | 15.2048 | Ft Long |  | 1373 | W6x9 | 9 | 15.2048 | Ft Long |  | 1435.4091 | W6x9 | 9 | 15.2048 | Ft Long |  | #VALUE! | 0 | 0 | #N/A | Ft Long
[42 empty] | T_M_202 |  |  |  |  | width x length |  | Drive Post |  | Number of | Weight lbs/ft. |  | Length ft. |  |  |  | 104.5613 | W6x12 | 12 | 13.7753 | Ft Long |  | 104.5613 | W6x12 | 12 | 13.7753 | Ft Long |  | 105.6154 | W6x12 | 12 | 15.2048 | Ft Long |  | 105.6154 | W6x12 | 12 | 15.2048 | Ft Long |  | 108.4699 | W6x12 | 12 | 15.2048 | Ft Long |  | 104.5613 | W6x12 | 12 | 13.7753 | Ft Long |  | 105.6154 | W6x12 | 12 | 15.2048 | Ft Long |  | 113.4003 | W6x12 | 12 | 15.2048 | Ft Long |  | 105.6154 | W6x12 | 12 | 15.2048 | Ft Long |  | 110.4161 | W6x12 | 12 | 15.2048 | Ft Long |  | 105.6154 | W6x12 | 12 | 15.2048 | Ft Long |  | 110.4161 | W6x12 | 12 | 15.2048 | Ft Long |  | 0 | 0 | 0 | #N/A | Ft Long
[42 empty] | T_M_203 | [8 empty] | Check---> | [6 empty] | OK |  | Short Trackers |  |  |  | OK |  | Short Trackers |  |  |  | OK |  | Short Trackers |  |  |  | OK |  | Short Trackers |  |  |  | OK |  | Short Trackers |  |  |  | OK |  | Short Trackers |  |  |  | OK |  | Short Trackers |  |  |  | OK |  | Short Trackers |  |  |  | OK |  | Short Trackers |  |  |  | OK |  | Short Trackers |  |  |  | OK |  | Short Trackers |  |  |  | OK |  | Short Trackers |  |  |  | OK |  | Short Trackers
[42 empty] | T_M_204 | [15 empty] | Int Track Qty | 70% | 4246 | 4499.329 | 3 String(s) |  | Int Track Qty | 80% | 4852 | 4499.329 | 3 String(s) |  | Int Track Qty | 80% | 1944 | 4937.4977 | 3 String(s) |  | Int Track Qty | 70% | 1701 | 4937.4977 | 3 String(s) |  | Int Track Qty | 70% | 1747 | 4937.4977 | 3 String(s) |  | Int Track Qty | 70% | 4246 | 4499.329 | 3 String(s) |  | Int Track Qty | 70% | 1701 | 4937.4977 | 3 String(s) |  | Int Track Qty | 65% | 1622 | 4937.4977 | 3 String(s) |  | Int Track Qty | 70% | 1701 | 4937.4977 | 3 String(s) |  | Int Track Qty | 70% | 1701 | 4937.4977 | 3 String(s) |  | Int Track Qty | 70% | 1701 | 4937.4977 | 3 String(s) |  | Int Track Qty | 70% | 1701 | 4937.4977 | 3 String(s) |  | Int Track Qty | 0% | 0 | 0 | 1 String(s)
[42 empty] | T_M_205 | [15 empty] | Ext Track Qty | 20% | 1213 | 4972.1426 | 3 String(s) |  | Ext Track Qty | 20% | 1213 | 4972.1426 | 3 String(s) |  | Ext Track Qty | 20% | 486 | 5482.6867 | 3 String(s) |  | Ext Track Qty | 22% | 535 | 5482.6867 | 3 String(s) |  | Ext Track Qty | 22% | 549 | 5482.6867 | 3 String(s) |  | Ext Track Qty | 22% | 1335 | 4972.1426 | 3 String(s) |  | Ext Track Qty | 22% | 535 | 5482.6867 | 3 String(s) |  | Ext Track Qty | 25% | 624 | 5482.6867 | 3 String(s) |  | Ext Track Qty | 22% | 535 | 5482.6867 | 3 String(s) |  | Ext Track Qty | 22% | 535 | 5482.6867 | 3 String(s) |  | Ext Track Qty | 22% | 535 | 5482.6867 | 3 String(s) |  | Ext Track Qty | 22% | 535 | 5482.6867 | 3 String(s) |  | Ext Track Qty | 0% | 0 | 0 | 1 String(s)
[37 empty] | T_A_111 |  |  |  |  | T_M_206 | [15 empty] | Ext Track Qty | 10% | 910 | 3824.7251 | 2 String(s) |  | Ext Track Qty | 0% | 0 | 3824.7251 | 2 String(s) |  | Ext Track Qty | 0% | 0 | 4307.8253 | 2 String(s) |  | Ext Track Qty | 8% | 292 | 4307.8253 | 2 String(s) |  | Ext Track Qty | 8% | 300 | 4307.8253 | 2 String(s) |  | Ext Track Qty | 8% | 728 | 3824.7251 | 2 String(s) |  | Ext Track Qty | 8% | 292 | 4307.8253 | 2 String(s) |  | Ext Track Qty | 10% | 375 | 4307.8253 | 2 String(s) |  | Ext Track Qty | 8% | 292 | 4307.8253 | 2 String(s) |  | Ext Track Qty | 8% | 292 | 4307.8253 | 2 String(s) |  | Ext Track Qty | 8% | 292 | 4307.8253 | 2 String(s) |  | Ext Track Qty | 8% | 292 | 4307.8253 | 2 String(s) |  | Ext Track Qty | 10% | 0 | 0 | 0 String(s)
[37 empty] | T_A_111 |  |  |  |  | T_M_207 | [15 empty] | Ext Track Qty | 0% | 0 | 2294.835 | 1 String(s) |  | Ext Track Qty | 0% | 0 | 2294.835 | 1 String(s) |  | Ext Track Qty | 0% | 0 | 2349.7229 | 1 String(s) |  | Ext Track Qty | 0% | 0 | 2349.7229 | 1 String(s) |  | Ext Track Qty | 0% | 0 | 2349.7229 | 1 String(s) |  | Ext Track Qty | 0% | 0 | 2294.835 | 1 String(s) |  | Ext Track Qty | 0% | 0 | 2349.7229 | 1 String(s) |  | Ext Track Qty | 0% | 0 | 2349.7229 | 1 String(s) |  | Ext Track Qty | 0% | 0 | 2349.7229 | 1 String(s) |  | Ext Track Qty | 0% | 0 | 2349.7229 | 1 String(s) |  | Ext Track Qty | 0% | 0 | 2349.7229 | 1 String(s) |  | Ext Track Qty | 0% | 0 | 2349.7229 | 1 String(s) |  | Ext Track Qty | 0% | 0 | 0 | N/A
[42 empty] | T_M_208 | [16 empty] | Ext Qty Factor | 1.1669 | 0.90108 | Ext Cost Factor |  |  | Ext Qty Factor | 1.0001 | 1 | Ext Cost Factor |  |  | Ext Qty Factor | 1.0003 | 1 | Ext Cost Factor |  |  | Ext Qty Factor | 1.1347 | 0.92434 | Ext Cost Factor |  |  | Ext Qty Factor | 1.1343 | 0.92428 | Ext Cost Factor |  |  | Ext Qty Factor | 1.1339 | 0.91857 | Ext Cost Factor |  |  | Ext Qty Factor | 1.1347 | 0.92434 | Ext Cost Factor |  |  | Ext Qty Factor | 1.144 | 0.91956 | Ext Cost Factor |  |  | Ext Qty Factor | 1.1347 | 0.92434 | Ext Cost Factor |  |  | Ext Qty Factor | 1.1347 | 0.92434 | Ext Cost Factor |  |  | Ext Qty Factor | 1.1347 | 0.92434 | Ext Cost Factor |  |  | Ext Qty Factor | 1.1347 | 0.92434 | Ext Cost Factor |  |  | Ext Qty Factor | 1 | 1 | Ext Cost Factor
[42 empty] | T_M_209 | [16 empty] | String Count | 18194 | 3 | Full Tracker Strings |  |  | String Count | 18194 | 3 | Full Tracker Strings |  |  | String Count | 7288 | 3 | Full Tracker Strings |  |  | String Count | 7288 | 3 | Full Tracker Strings |  |  | String Count | 7485 | 3 | Full Tracker Strings |  |  | String Count | 18194 | 3 | Full Tracker Strings |  |  | String Count | 7288 | 3 | Full Tracker Strings |  |  | String Count | 7485 | 3 | Full Tracker Strings |  |  | String Count | 7288 | 3 | Full Tracker Strings |  |  | String Count | 7288 | 3 | Full Tracker Strings |  |  | String Count | 7288 | 3 | Full Tracker Strings |  |  | String Count | 7288 | 3 | Full Tracker Strings |  |  | String Count | #VALUE! | 1 | Full Tracker Strings
[42 empty] | T_M_210 | [16 empty] | Interior Posts | 12 | 46706 | 3 String(s) |  |  | Interior Posts | 12 | 53372 | 3 String(s) |  |  | Interior Posts | 12 | 21384 | 3 String(s) |  |  | Interior Posts | 12 | 18711 | 3 String(s) |  |  | Interior Posts | 12 | 19217 | 3 String(s) |  |  | Interior Posts | 12 | 46706 | 3 String(s) |  |  | Interior Posts | 12 | 18711 | 3 String(s) |  |  | Interior Posts | 12 | 17842 | 3 String(s) |  |  | Interior Posts | 12 | 18711 | 3 String(s) |  |  | Interior Posts | 12 | 18711 | 3 String(s) |  |  | Interior Posts | 12 | 18711 | 3 String(s) |  |  | Interior Posts | 12 | 18711 | 3 String(s) |  |  | Interior Posts | #VALUE! | #VALUE! | 1 String(s)
[42 empty] | T_M_211 | [16 empty] | Exterior Posts | 13 | 14556 | 3 String(s) |  |  | Exterior Posts | 13 | 14556 | 3 String(s) |  |  | Exterior Posts | 14 | 6318 | 3 String(s) |  |  | Exterior Posts | 14 | 6955 | 3 String(s) |  |  | Exterior Posts | 14 | 7137 | 3 String(s) |  |  | Exterior Posts | 13 | 16020 | 3 String(s) |  |  | Exterior Posts | 14 | 6955 | 3 String(s) |  |  | Exterior Posts | 14 | 8112 | 3 String(s) |  |  | Exterior Posts | 14 | 6955 | 3 String(s) |  |  | Exterior Posts | 14 | 6955 | 3 String(s) |  |  | Exterior Posts | 14 | 6955 | 3 String(s) |  |  | Exterior Posts | 14 | 6955 | 3 String(s) |  |  | Exterior Posts | #VALUE! | #VALUE! | 1 String(s)
[42 empty] | T_M_212 | [16 empty] | Exterior Posts | 10 | 8190 | 2 String(s) |  |  | Exterior Posts | 10 | 0 | 2 String(s) |  |  | Exterior Posts | 11 | 0 | 2 String(s) |  |  | Exterior Posts | 11 | 2920 | 2 String(s) |  |  | Exterior Posts | 11 | 3000 | 2 String(s) |  |  | Exterior Posts | 10 | 6552 | 2 String(s) |  |  | Exterior Posts | 11 | 2920 | 2 String(s) |  |  | Exterior Posts | 11 | 3750 | 2 String(s) |  |  | Exterior Posts | 11 | 2920 | 2 String(s) |  |  | Exterior Posts | 11 | 2920 | 2 String(s) |  |  | Exterior Posts | 11 | 2920 | 2 String(s) |  |  | Exterior Posts | 11 | 2920 | 2 String(s) |  |  | Exterior Posts | 0 | 0 | 0 String(s)
[42 empty] | T_M_213 | [16 empty] | Exterior Posts | 6 | 0 | 1 String(s) |  |  | Exterior Posts | 6 | 0 | 1 String(s) |  |  | Exterior Posts | 6 | 0 | 1 String(s) |  |  | Exterior Posts | 6 | 0 | 1 String(s) |  |  | Exterior Posts | 6 | 0 | 1 String(s) |  |  | Exterior Posts | 6 | 0 | 1 String(s) |  |  | Exterior Posts | 6 | 0 | 1 String(s) |  |  | Exterior Posts | 6 | 0 | 1 String(s) |  |  | Exterior Posts | 6 | 0 | 1 String(s) |  |  | Exterior Posts | 6 | 0 | 1 String(s) |  |  | Exterior Posts | 6 | 0 | 1 String(s) |  |  | Exterior Posts | 6 | 0 | 1 String(s) |  |  | Exterior Posts | 0 | 0 | N/A
[42 empty] | T_M_214 | [16 empty] | Ext Post Factor | 1.0418 | 1.0502 | Drive Post Factor |  |  | Ext Post Factor | 1.0001 | 1.0001 | Drive Post Factor |  |  | Ext Post Factor | 1.0003 | 1.0003 | Drive Post Factor |  |  | Ext Post Factor | 1.0423 | 1.0406 | Drive Post Factor |  |  | Ext Post Factor | 1.0418 | 1.0405 | Drive Post Factor |  |  | Ext Post Factor | 1.0339 | 1.0403 | Drive Post Factor |  |  | Ext Post Factor | 1.0423 | 1.0406 | Drive Post Factor |  |  | Ext Post Factor | 1.0449 | 1.0505 | Drive Post Factor |  |  | Ext Post Factor | 1.0423 | 1.0406 | Drive Post Factor |  |  | Ext Post Factor | 1.0423 | 1.0406 | Drive Post Factor |  |  | Ext Post Factor | 1.0423 | 1.0406 | Drive Post Factor |  |  | Ext Post Factor | 1.0423 | 1.0406 | Drive Post Factor |  |  | Ext Post Factor | 1 | 1 | Drive Post Factor
T_M_215
[39 empty] | T_A_65 |  |  | T_M_234 | [17 empty] | Substation Low Side Kv: | 34.5 |  |  |  |  | Substation Low Side Kv: | 34.5 |  |  |  |  | Substation Low Side Kv: | 34.5 |  |  |  |  | Substation Low Side Kv: | 34.5 |  |  |  |  | Substation Low Side Kv: | 34.5 |  |  |  |  | Substation Low Side Kv: | 34.5 |  |  |  |  | Substation Low Side Kv: | 34.5 |  |  |  |  | Substation Low Side Kv: | 34.5 |  |  |  |  | Substation Low Side Kv: | 34.5 |  |  |  |  | Substation Low Side Kv: | 34.5 |  |  |  |  | Substation Low Side Kv: | 34.5 |  |  |  |  | Substation Low Side Kv: | 34.5 |  |  |  |  | Substation Low Side Kv: | 34.5
T_M_235
T_M_236
[7 empty] | Header |  | 1.0 | [32 empty] | T_M_237 |  |  |  |  | 1.0 |  | ENGINEERING
[42 empty] | T_M_238 |  |  |  |  | 176
[7 empty] | Header |  | 1.001 | [15 empty] | Notes | Formula / Number | [15 empty] | T_M_239 |  | Eng | 1 | 1 | 1.001 |  | GENERAL ENGINEERING
306-01~~306-01-01.0001 | 08-00-00~~08-00-01.0001 | 502-01-00~~502-01-01.0001 | 306- | 01- | 08- | 00- | 502- | 01- | 01.0001 | Engineering - Contractor | [12 empty] | 1.25 | Formula |  |  |  |  | 1.75 | Formula | Updated 9/6/23 | [6 empty] | T_A_107 |  |  |  | T_M_240 |  | Eng | 1 | 1 | 01.0001 |  | Preliminary Engineering Services | [6 empty] | US |  | 1 | Lot | Low | 140000 |  | 140000 | 0 | Lot |  | 140000 |  | 0 | 0 | Lot |  | 56000 |  | 0 | 1 | Lot | Medium | 56000 |  | 56000 | 1 | Lot | Medium | 56000 |  | 56000 | 1 | Lot | Low | 140000 |  | 140000 | 1 | Lot | Medium | 56000 |  | 56000 | 1 | Lot | Medium | 56000 |  | 56000 | 1 | Lot | Medium | 56000 |  | 56000 | 1 | Lot | Medium | 56000 |  | 56000 | 1 | Lot | Medium | 56000 |  | 56000 | 1 | Lot | Medium | 56000 |  | 56000 | 1 | Lot | #N/A | #VALUE! |  | #VALUE!
| 08-00-00~~08-00-01.0002 | 502-01-00~~502-01-01.0002 | 306- | 01- | 08- | 00- | 502- | 01- | 01.0002 | Engineering - Contractor | [12 empty] | 1.25 | Formula |  |  |  |  | 1.75 | Formula | Updated 9/6/23 |  |  |  |  | T_A_107 |  |  | T_A_107 |  |  | T_M_241 |  | Eng | 1 | 1 | 01.0002 |  | Engineering Project Management | [6 empty] | US |  | 1 | Lot |  | 96250 |  | 96250 | 1 | Lot |  | 96250 |  | 96250 | 1 | Lot |  | 54250 |  | 54250 | 1 | Lot |  | 54250 |  | 54250 | 1 | Lot |  | 54250 |  | 54250 | 1 | Lot |  | 96250 |  | 96250 | 1 | Lot |  | 54250 |  | 54250 | 1 | Lot |  | 54250 |  | 54250 | 1 | Lot |  | 54250 |  | 54250 | 1 | Lot |  | 54250 |  | 54250 | 1 | Lot |  | 54250 |  | 54250 | 1 | Lot |  | 54250 |  | 54250 | 1 | Lot |  | #VALUE! |  | #VALUE!
| 08-00-00~~08-00-01.0003 | 502-01-00~~502-01-01.0003 | 306- | 01- | 08- | 00- | 502- | 01- | 01.0003 | Engineering - Contractor | [12 empty] | 1.25 | Formula |  |  |  |  | 1.75 | Formula | Updated 9/6/23 | [10 empty] | T_M_242 |  | Eng | 1 | 1 | 01.0003 |  | Construction Phase Support | [6 empty] | US |  | 1 | Lot |  | 216015.8087 |  | 216015.8087 | 1 | Lot |  | 216015.8087 |  | 216015.8087 | 1 | Lot |  | 117276.7954 |  | 117276.7954 | 1 | Lot |  | 117276.7954 |  | 117276.7954 | 1 | Lot |  | 117276.7954 |  | 117276.7954 | 1 | Lot |  | 216015.8087 |  | 216015.8087 | 1 | Lot |  | 117276.7954 |  | 117276.7954 | 1 | Lot |  | 117276.7954 |  | 117276.7954 | 1 | Lot |  | 117276.7954 |  | 117276.7954 | 1 | Lot |  | 117276.7954 |  | 117276.7954 | 1 | Lot |  | 117276.7954 |  | 117276.7954 | 1 | Lot |  | 117276.7954 |  | 117276.7954 | 1 | Lot |  | #VALUE! |  | #VALUE!
| 08-00-00~~08-00-01.0004 | 502-01-00~~502-01-01.0004 | 306- | 01- | 08- | 00- | 502- | 01- | 01.0004 | Engineering - Contractor | [12 empty] | 1.25 | Formula |  |  |  |  | 1.75 | Formula | Updated 9/6/23 | [10 empty] | T_M_243 |  | Eng | 1 | 1 | 01.0004 |  | Record Drawing/Plan Preparation | [6 empty] | US |  | 1 | Lot |  | 37151.0539 |  | 37151.0539 | 1 | Lot |  | 37151.0539 |  | 37151.0539 | 1 | Lot |  | 30568.453 |  | 30568.453 | 1 | Lot |  | 30568.453 |  | 30568.453 | 1 | Lot |  | 30568.453 |  | 30568.453 | 1 | Lot |  | 37151.0539 |  | 37151.0539 | 1 | Lot |  | 30568.453 |  | 30568.453 | 1 | Lot |  | 30568.453 |  | 30568.453 | 1 | Lot |  | 30568.453 |  | 30568.453 | 1 | Lot |  | 30568.453 |  | 30568.453 | 1 | Lot |  | 30568.453 |  | 30568.453 | 1 | Lot |  | 30568.453 |  | 30568.453 | 1 | Lot |  | #VALUE! |  | #VALUE!
| 08-00-00~~08-00-01.0005 | 502-01-00~~502-01-01.0005 | 306- | 01- | 08- | 00- | 502- | 01- | 01.0005 | Engineering - Contractor | [12 empty] | 1.25 | Formula |  |  |  |  | 1.75 | Formula | Updated 9/6/23 |  |  |  |  | T_A_107 | [5 empty] | T_M_244 |  | Eng | 1 | 1 | 01.0005 |  | Construction Site Visit | [6 empty] | US |  | 1 | Lot |  | 98408.4313 |  | 98408.4313 | 1 | Lot |  | 98408.4313 |  | 98408.4313 | 1 | Lot |  | 45747.6242 |  | 45747.6242 | 1 | Lot |  | 45747.6242 |  | 45747.6242 | 1 | Lot |  | 45747.6242 |  | 45747.6242 | 1 | Lot |  | 98408.4313 |  | 98408.4313 | 1 | Lot |  | 45747.6242 |  | 45747.6242 | 1 | Lot |  | 45747.6242 |  | 45747.6242 | 1 | Lot |  | 45747.6242 |  | 45747.6242 | 1 | Lot |  | 45747.6242 |  | 45747.6242 | 1 | Lot |  | 45747.6242 |  | 45747.6242 | 1 | Lot |  | 45747.6242 |  | 45747.6242 | 1 | Lot |  | #VALUE! |  | #VALUE!
[7 empty] | Header |  | 1.1 | [15 empty] | Notes | Formula / Number | [15 empty] | T_M_245 |  | Eng | 1 | 1 | 1.1 |  | CIVIL ENGINEERING: | [6 empty] | US
| 08-00-00~~08-00-01.1001 | 502-01-00~~502-01-01.1001 | 306- | 01- | 08- | 00- | 502- | 01- | 01.1001 | Engineering - Contractor | [12 empty] | 2 | Formula | Updated 10/2018 |  |  |  | 1.75 | Formula | Updated 9/6/23 |  |  |  |  | T_A_107 | [5 empty] | T_M_246 |  | Eng | 1 | 1 | 01.1001 |  | GeoTech Testing | [6 empty] | C |  | 1 | Lot |  | 224765.8087 |  | 224765.8087 | 1 | Lot |  | 224765.8087 |  | 224765.8087 | 1 | Lot |  | 126026.7954 |  | 126026.7954 | 1 | Lot |  | 126026.7954 |  | 126026.7954 | 1 | Lot |  | 126026.7954 |  | 126026.7954 | 1 | Lot |  | 224765.8087 |  | 224765.8087 | 1 | Lot |  | 126026.7954 |  | 126026.7954 | 1 | Lot |  | 126026.7954 |  | 126026.7954 | 1 | Lot |  | 126026.7954 |  | 126026.7954 | 1 | Lot |  | 126026.7954 |  | 126026.7954 | 1 | Lot |  | 126026.7954 |  | 126026.7954 | 1 | Lot |  | 126026.7954 |  | 126026.7954 | 1 | Lot |  | #VALUE! |  | #VALUE!
| 08-00-00~~08-00-01.1008 | 502-01-00~~502-01-01.1008 | 306- | 01- | 08- | 00- | 502- | 01- | 01.1008 | Engineering - Contractor | [12 empty] | 1.25 | Formula |  |  |  |  | 1.75 | Formula | Updated 9/6/23 |  |  |  |  | T_A_110 | [5 empty] | T_M_247 |  | Eng | 1 | 1 | 01.1008 |  | SWPPP Preparation | [6 empty] | US |  | 1 | Lot |  | 28401.0539 |  | 28401.0539 | 1 | Lot |  | 28401.0539 |  | 28401.0539 | 1 | Lot |  | 21818.453 |  | 21818.453 | 1 | Lot |  | 21818.453 |  | 21818.453 | 1 | Lot |  | 21818.453 |  | 21818.453 | 1 | Lot |  | 28401.0539 |  | 28401.0539 | 1 | Lot |  | 21818.453 |  | 21818.453 | 1 | Lot |  | 21818.453 |  | 21818.453 | 1 | Lot |  | 21818.453 |  | 21818.453 | 1 | Lot |  | 21818.453 |  | 21818.453 | 1 | Lot |  | 21818.453 |  | 21818.453 | 1 | Lot |  | 21818.453 |  | 21818.453 | 1 | Lot |  | #VALUE! |  | #VALUE!
| 08-00-00~~08-00-01.1009 | 502-01-00~~502-01-01.1009 | 306- | 01- | 08- | 00- | 502- | 01- | 01.1009 | Engineering - Contractor | [12 empty] | 11250 | [5 empty] | 20000 |  | Updated 9/6/23 |  |  |  |  | T_A_110 | [5 empty] | T_M_248 |  | Eng | 1 | 1 | 01.1009 |  | SPCC Preparation | [6 empty] | US |  | 1 | Lot |  | 20000 |  | 20000 | 1 | Lot |  | 20000 |  | 20000 | 1 | Lot |  | 20000 |  | 20000 | 1 | Lot |  | 20000 |  | 20000 | 1 | Lot |  | 20000 |  | 20000 | 1 | Lot |  | 20000 |  | 20000 | 1 | Lot |  | 20000 |  | 20000 | 1 | Lot |  | 20000 |  | 20000 | 1 | Lot |  | 20000 |  | 20000 | 1 | Lot |  | 20000 |  | 20000 | 1 | Lot |  | 20000 |  | 20000 | 1 | Lot |  | 20000 |  | 20000 | 1 | Lot |  | #N/A |  | #N/A
| 08-00-00~~08-00-01.1010 | 502-01-00~~502-01-01.1010 | 306- | 01- | 08- | 00- | 502- | 01- | 01.1010 | Engineering - Contractor | [12 empty] | 1.25 | Formula |  |  |  |  | 1.75 | Formula | Updated 9/6/23 |  |  |  |  | T_A_109 | [5 empty] | T_M_249 |  | Eng | 1 | 1 | 01.1010 |  | Hydrology Study-Phase A - Preliminary Site Review | [6 empty] | US |  | 0 | Lot |  | 54104.2157 |  | 0 | 0 | Lot |  | 54104.2157 |  | 0 | 0 | Lot |  | 27773.8121 |  | 0 | 0 | Lot |  | 27773.8121 |  | 0 | 0 | Lot |  | 27773.8121 |  | 0 | 0 | Lot |  | 54104.2157 |  | 0 | 0 | Lot |  | 27773.8121 |  | 0 | 0 | Lot |  | 27773.8121 |  | 0 | 0 | Lot |  | 27773.8121 |  | 0 | 0 | Lot |  | 27773.8121 |  | 0 | 0 | Lot |  | 27773.8121 |  | 0 | 0 | Lot |  | 27773.8121 |  | 0 | 0 | Lot |  | #VALUE! |  | #VALUE!
| 08-00-00~~08-00-01.1011 | 502-01-00~~502-01-01.1011 | 306- | 01- | 08- | 00- | 502- | 01- | 01.1011 | Engineering - Contractor | [12 empty] | 1.25 | Formula |  |  |  |  | 1.75 | Formula | Updated 9/6/23 |  |  |  |  | T_A_109 | [5 empty] | T_M_250 |  | Eng | 1 | 1 | 01.1011 |  | Hydrology Study-Phase B - Preliminary Report | [6 empty] | US |  | 0 | Lot |  | 57604.2157 |  | 0 | 0 | Lot |  | 57604.2157 |  | 0 | 0 | Lot |  | 31273.8121 |  | 0 | 0 | Lot |  | 31273.8121 |  | 0 | 0 | Lot |  | 31273.8121 |  | 0 | 0 | Lot |  | 57604.2157 |  | 0 | 0 | Lot |  | 31273.8121 |  | 0 | 0 | Lot |  | 31273.8121 |  | 0 | 0 | Lot |  | 31273.8121 |  | 0 | 0 | Lot |  | 31273.8121 |  | 0 | 0 | Lot |  | 31273.8121 |  | 0 | 0 | Lot |  | 31273.8121 |  | 0 | 0 | Lot |  | #VALUE! |  | #VALUE!
| 08-00-00~~08-00-01.1012 | 502-01-00~~502-01-01.1012 | 306- | 01- | 08- | 00- | 502- | 01- | 01.1012 | Engineering - Contractor | [12 empty] | 1.25 | Formula |  |  |  |  | 1.75 | Formula | Updated 9/6/23 | [10 empty] | T_M_251 |  | Eng | 1 | 1 | 01.1012 |  | Hydrology Study-Phase C - Final Report | [6 empty] | US |  | 1 | Lot |  | 61104.2157 |  | 61104.2157 | 1 | Lot |  | 61104.2157 |  | 61104.2157 | 1 | Lot |  | 34773.8121 |  | 34773.8121 | 1 | Lot |  | 34773.8121 |  | 34773.8121 | 1 | Lot |  | 34773.8121 |  | 34773.8121 | 1 | Lot |  | 61104.2157 |  | 61104.2157 | 1 | Lot |  | 34773.8121 |  | 34773.8121 | 1 | Lot |  | 34773.8121 |  | 34773.8121 | 1 | Lot |  | 34773.8121 |  | 34773.8121 | 1 | Lot |  | 34773.8121 |  | 34773.8121 | 1 | Lot |  | 34773.8121 |  | 34773.8121 | 1 | Lot |  | 34773.8121 |  | 34773.8121 | 1 | Lot |  | #VALUE! |  | #VALUE!
| 08-00-00~~08-00-01.1013 | 502-01-00~~502-01-01.1013 | 306- | 01- | 08- | 00- | 502- | 01- | 01.1013 | Engineering | [12 empty] | 1.25 | Formula | Updated 10/2018 |  |  |  | 1.75 | Formula | Updated 9/6/23 | [10 empty] | T_M_252 |  | Eng | 1 | 1 | 01.1013 |  | Preliminary Geotechnical Investigation | [6 empty] | US |  | 0 | Lot |  | 69854.2157 |  | 0 | 0 | Lot |  | 69854.2157 |  | 0 | 0 | Lot |  | 43523.8121 |  | 0 | 0 | Lot |  | 43523.8121 |  | 0 | 0 | Lot |  | 43523.8121 |  | 0 | 0 | Lot |  | 69854.2157 |  | 0 | 0 | Lot |  | 43523.8121 |  | 0 | 0 | Lot |  | 43523.8121 |  | 0 | 0 | Lot |  | 43523.8121 |  | 0 | 0 | Lot |  | 43523.8121 |  | 0 | 0 | Lot |  | 43523.8121 |  | 0 | 0 | Lot |  | 43523.8121 |  | 0 | 0 | Lot |  | #VALUE! |  | #VALUE!
| 08-00-00~~08-00-01.1014 | 502-01-00~~502-01-01.1014 | 306- | 01- | 08- | 00- | 502- | 01- | 01.1014 | Engineering - Contractor | [12 empty] | 1.25 | Formula |  |  |  |  | 1.75 | Formula | Updated 9/6/23 | [10 empty] | T_M_253 |  | Eng | 1 | 1 | 01.1014 |  | Predesign Structural Pile Load Testing | [6 empty] | C |  | 1 | Lot |  | 107005.2696 |  | 107005.2696 | 1 | Lot |  | 107005.2696 |  | 107005.2696 | 1 | Lot |  | 74092.2651 |  | 74092.2651 | 1 | Lot |  | 74092.2651 |  | 74092.2651 | 1 | Lot |  | 74092.2651 |  | 74092.2651 | 1 | Lot |  | 107005.2696 |  | 107005.2696 | 1 | Lot |  | 74092.2651 |  | 74092.2651 | 1 | Lot |  | 74092.2651 |  | 74092.2651 | 1 | Lot |  | 74092.2651 |  | 74092.2651 | 1 | Lot |  | 74092.2651 |  | 74092.2651 | 1 | Lot |  | 74092.2651 |  | 74092.2651 | 1 | Lot |  | 74092.2651 |  | 74092.2651 | 1 | Lot |  | #VALUE! |  | #VALUE!
| 08-00-00~~08-00-01.1015 | 502-01-00~~502-01-01.1015 | 306- | 01- | 08- | 00- | 502- | 01- | 01.1015 | Engineering - Contractor | [12 empty] | 1.25 | Formula |  |  |  |  | 1.75 | Formula | Updated 9/6/23 | [10 empty] | T_M_254 |  | Eng | 1 | 1 | 01.1015 |  | Structural Design | [6 empty] | US |  | 1 | Lot |  | 56802.1078 |  | 56802.1078 | 1 | Lot |  | 56802.1078 |  | 56802.1078 | 1 | Lot |  | 43636.9061 |  | 43636.9061 | 1 | Lot |  | 43636.9061 |  | 43636.9061 | 1 | Lot |  | 43636.9061 |  | 43636.9061 | 1 | Lot |  | 56802.1078 |  | 56802.1078 | 1 | Lot |  | 43636.9061 |  | 43636.9061 | 1 | Lot |  | 43636.9061 |  | 43636.9061 | 1 | Lot |  | 43636.9061 |  | 43636.9061 | 1 | Lot |  | 43636.9061 |  | 43636.9061 | 1 | Lot |  | 43636.9061 |  | 43636.9061 | 1 | Lot |  | 43636.9061 |  | 43636.9061 | 1 | Lot |  | #VALUE! |  | #VALUE!
| 08-00-00~~08-00-01.1016 | 502-01-00~~502-01-01.1016 | 306- | 01- | 08- | 00- | 502- | 01- | 01.1016 | Engineering - Contractor | [12 empty] | 50000 | Need to Verfiy |  |  |  |  | 50000 | Need to Verfiy | Updated 9/6/23 | [10 empty] | T_M_255 |  | Eng | 1 | 1 | 01.1016 |  | Mapping & Locating of Underground Lines/Utilities | [6 empty] | US |  | 1 | Lot |  | 50000 |  | 50000 | 1 | Lot |  | 50000 |  | 50000 | 1 | Lot |  | 50000 |  | 50000 | 1 | Lot |  | 50000 |  | 50000 | 1 | Lot |  | 50000 |  | 50000 | 1 | Lot |  | 50000 |  | 50000 | 1 | Lot |  | 50000 |  | 50000 | 1 | Lot |  | 50000 |  | 50000 | 1 | Lot |  | 50000 |  | 50000 | 1 | Lot |  | 50000 |  | 50000 | 1 | Lot |  | 50000 |  | 50000 | 1 | Lot |  | 50000 |  | 50000 | 1 | Lot |  | #N/A |  | #N/A
[7 empty] | Header |  | 1.2 | [32 empty] | T_M_256 |  | Eng | 1 | 1 | 1.2 |  | ELECTRICAL ENGR.: | [6 empty] | US
| 08-00-00~~08-00-01.2003 | 502-01-00~~502-01-01.2003 | 306- | 01- | 08- | 00- | 502- | 01- | 01.2003 | Engineering - Contractor | [12 empty] | 8110.4357 | 2015-05-22 |  |  |  |  | 10000 |  | Updated 9/6/23 | [10 empty] | T_M_257 |  | Eng | 1 | 1 | 01.2003 |  | Production Modeling | [6 empty] | US |  | 0 | Lot |  | 10000 |  | 0 | 0 | Lot |  | 10000 |  | 0 | 0 | Lot |  | 10000 |  | 0 | 0 | Lot |  | 10000 |  | 0 | 0 | Lot |  | 10000 |  | 0 | 0 | Lot |  | 10000 |  | 0 | 0 | Lot |  | 10000 |  | 0 | 0 | Lot |  | 10000 |  | 0 | 0 | Lot |  | 10000 |  | 0 | 0 | Lot |  | 10000 |  | 0 | 0 | Lot |  | 10000 |  | 0 | 0 | Lot |  | 10000 |  | 0 | 0 | Lot |  | #N/A |  | #N/A
| 08-00-00~~08-00-01.2004 | 502-01-00~~502-01-01.2004 | 306- | 01- | 08- | 00- | 502- | 01- | 01.2004 | Engineering - Contractor | [12 empty] | 2.5 | Formula |  |  |  |  | 1.75 | Formula | Updated 9/6/23 | [10 empty] | T_M_258 |  | Eng | 1 | 1 | 01.2004 |  | Grounding Model/Study | [6 empty] | US |  | 1 | Lot |  | 39302.1078 |  | 39302.1078 | 1 | Lot |  | 39302.1078 |  | 39302.1078 | 1 | Lot |  | 26136.9061 |  | 26136.9061 | 1 | Lot |  | 26136.9061 |  | 26136.9061 | 1 | Lot |  | 26136.9061 |  | 26136.9061 | 1 | Lot |  | 39302.1078 |  | 39302.1078 | 1 | Lot |  | 26136.9061 |  | 26136.9061 | 1 | Lot |  | 26136.9061 |  | 26136.9061 | 1 | Lot |  | 26136.9061 |  | 26136.9061 | 1 | Lot |  | 26136.9061 |  | 26136.9061 | 1 | Lot |  | 26136.9061 |  | 26136.9061 | 1 | Lot |  | 26136.9061 |  | 26136.9061 | 1 | Lot |  | #VALUE! |  | #VALUE!
| 08-00-00~~08-00-01.2005 | 502-01-00~~502-01-01.2005 | 306- | 01- | 08- | 00- | 502- | 01- | 01.2005 | Engineering - Contractor | [12 empty] | 1.25 | Formula |  |  |  |  | 1.75 | Formula | Updated 9/6/23 | [10 empty] | T_M_259 |  | Eng | 1 | 1 | 01.2005 |  | PV Plant Design | [6 empty] | US |  | 1 | Lot |  | 117906.3235 |  | 117906.3235 | 1 | Lot |  | 117906.3235 |  | 117906.3235 | 1 | Lot |  | 78410.7182 |  | 78410.7182 | 1 | Lot |  | 78410.7182 |  | 78410.7182 | 1 | Lot |  | 78410.7182 |  | 78410.7182 | 1 | Lot |  | 117906.3235 |  | 117906.3235 | 1 | Lot |  | 78410.7182 |  | 78410.7182 | 1 | Lot |  | 78410.7182 |  | 78410.7182 | 1 | Lot |  | 78410.7182 |  | 78410.7182 | 1 | Lot |  | 78410.7182 |  | 78410.7182 | 1 | Lot |  | 78410.7182 |  | 78410.7182 | 1 | Lot |  | 78410.7182 |  | 78410.7182 | 1 | Lot |  | #VALUE! |  | #VALUE!
| 08-00-00~~08-00-01.2006 | 502-01-00~~502-01-01.2006 | 306- | 01- | 08- | 00- | 502- | 01- | 01.2006 | Engineering - Contractor | [12 empty] | 1.25 | Formula |  |  |  |  | 1.75 | Formula | Updated 9/6/23 | [10 empty] | T_M_260 |  | Eng | 1 | 1 | 01.2006 |  | AC Electrical Collection | [6 empty] | US |  | 1 | Lot |  | 171609.4852 |  | 171609.4852 | 1 | Lot |  | 171609.4852 |  | 171609.4852 | 1 | Lot |  | 112366.0773 |  | 112366.0773 | 1 | Lot |  | 112366.0773 |  | 112366.0773 | 1 | Lot |  | 112366.0773 |  | 112366.0773 | 1 | Lot |  | 171609.4852 |  | 171609.4852 | 1 | Lot |  | 112366.0773 |  | 112366.0773 | 1 | Lot |  | 112366.0773 |  | 112366.0773 | 1 | Lot |  | 112366.0773 |  | 112366.0773 | 1 | Lot |  | 112366.0773 |  | 112366.0773 | 1 | Lot |  | 112366.0773 |  | 112366.0773 | 1 | Lot |  | 112366.0773 |  | 112366.0773 | 1 | Lot |  | #VALUE! |  | #VALUE!
| 08-00-00~~08-00-01.2007 | 502-01-00~~502-01-01.2007 | 306- | 01- | 08- | 00- | 502- | 01- | 01.2007 | Engineering - Contractor | [12 empty] | 1.25 | Formula |  |  |  |  | 1.75 | Formula | Updated 9/6/23 | [10 empty] | T_M_261 |  | Eng | 1 | 1 | 01.2007 |  | Tracker/Monitoring System/Security System | [6 empty] | US |  | 1 | Lot |  | 60703.1617 |  | 60703.1617 | 1 | Lot |  | 60703.1617 |  | 60703.1617 | 1 | Lot |  | 40955.3591 |  | 40955.3591 | 1 | Lot |  | 40955.3591 |  | 40955.3591 | 1 | Lot |  | 40955.3591 |  | 40955.3591 | 1 | Lot |  | 60703.1617 |  | 60703.1617 | 1 | Lot |  | 40955.3591 |  | 40955.3591 | 1 | Lot |  | 40955.3591 |  | 40955.3591 | 1 | Lot |  | 40955.3591 |  | 40955.3591 | 1 | Lot |  | 40955.3591 |  | 40955.3591 | 1 | Lot |  | 40955.3591 |  | 40955.3591 | 1 | Lot |  | 40955.3591 |  | 40955.3591 | 1 | Lot |  | #VALUE! |  | #VALUE!
| 08-00-00~~08-00-01.2008 | 502-01-00~~502-01-01.2008 | 306- | 01- | 08- | 00- | 502- | 01- | 01.2008 | Engineering - Contractor | [12 empty] | 1.25 | Formula |  |  |  |  | 1.75 | Formula | Updated 9/6/23 | [10 empty] | T_M_262 |  | Eng | 1 | 1 | 01.2008 |  | PSSE Electrical Modeling | [6 empty] | US |  | 1 | Lot |  | 42802.1078 |  | 42802.1078 | 1 | Lot |  | 42802.1078 |  | 42802.1078 | 1 | Lot |  | 29636.9061 |  | 29636.9061 | 1 | Lot |  | 29636.9061 |  | 29636.9061 | 1 | Lot |  | 29636.9061 |  | 29636.9061 | 1 | Lot |  | 42802.1078 |  | 42802.1078 | 1 | Lot |  | 29636.9061 |  | 29636.9061 | 1 | Lot |  | 29636.9061 |  | 29636.9061 | 1 | Lot |  | 29636.9061 |  | 29636.9061 | 1 | Lot |  | 29636.9061 |  | 29636.9061 | 1 | Lot |  | 29636.9061 |  | 29636.9061 | 1 | Lot |  | 29636.9061 |  | 29636.9061 | 1 | Lot |  | #VALUE! |  | #VALUE!
| 08-00-00~~08-00-01.2009 | 502-01-00~~502-01-01.2009 | 306- | 01- | 08- | 00- | 502- | 01- | 01.2009 | Engineering - Contractor | [12 empty] | 1.25 | Formula |  |  |  |  | 1.75 | Formula | Updated 9/6/23 | [10 empty] | T_M_263 |  | Eng | 1 | 1 | 01.2009 |  | Aspen Electrical Modeling | [6 empty] | US |  | 1 | Lot |  | 42802.1078 |  | 42802.1078 | 1 | Lot |  | 42802.1078 |  | 42802.1078 | 1 | Lot |  | 29636.9061 |  | 29636.9061 | 1 | Lot |  | 29636.9061 |  | 29636.9061 | 1 | Lot |  | 29636.9061 |  | 29636.9061 | 1 | Lot |  | 42802.1078 |  | 42802.1078 | 1 | Lot |  | 29636.9061 |  | 29636.9061 | 1 | Lot |  | 29636.9061 |  | 29636.9061 | 1 | Lot |  | 29636.9061 |  | 29636.9061 | 1 | Lot |  | 29636.9061 |  | 29636.9061 | 1 | Lot |  | 29636.9061 |  | 29636.9061 | 1 | Lot |  | 29636.9061 |  | 29636.9061 | 1 | Lot |  | #VALUE! |  | #VALUE!
| 08-00-00~~08-00-01.2010 | 502-01-00~~502-01-01.2010 | 306- | 01- | 08- | 00- | 502- | 01- | 01.2010 | Engineering - Contractor | [12 empty] | 1.25 | Formula |  |  |  |  | 35000 |  | Updated 9/6/23 | [10 empty] | T_M_264 |  | Eng | 1 | 1 | 01.2010 |  | Lightning Risk Assessment Study | [6 empty] | US |  | 1 | Lot |  | 35000 |  | 35000 | 1 | Lot |  | 35000 |  | 35000 | 1 | Lot |  | 35000 |  | 35000 | 1 | Lot |  | 35000 |  | 35000 | 1 | Lot |  | 35000 |  | 35000 | 1 | Lot |  | 35000 |  | 35000 | 1 | Lot |  | 35000 |  | 35000 | 1 | Lot |  | 35000 |  | 35000 | 1 | Lot |  | 35000 |  | 35000 | 1 | Lot |  | 35000 |  | 35000 | 1 | Lot |  | 35000 |  | 35000 | 1 | Lot |  | 35000 |  | 35000 | 1 | Lot |  | #N/A |  | #N/A
[7 empty] | Header |  | 1.3 | [32 empty] | T_M_265 |  | EngSS | 1.3 | 1 | 1.3 |  | SUBSTATION ENGR.: | [6 empty] | US
| 06-00-00~~06-00-01.3001 | 502-01-00~~502-01-01.3001 | 306- | 01- | 06- | 00- | 502- | 01- | 01.3001 | Engineering | [12 empty] | 508000 | 2015-05-22 | Increase unit cost due to historic cost |  |  |  | 650000 | Updated 9/6/23 | Based on Early Stage Feedback | [10 empty] | T_M_266 |  | EngSS | 1.3 | 1 | 01.3001 |  | Substation: Detailed Design & Layout | [6 empty] | US |  | 1 | Ea. |  | 650000 |  | 650000 | 1 | Ea. |  | 650000 |  | 650000 | 0 | Ea. |  | 650000 |  | 0 | 0 | Ea. |  | 650000 |  | 0 | 0 | Ea. |  | 650000 |  | 0 | 1 | Ea. |  | 650000 |  | 650000 | 0 | Ea. |  | 650000 |  | 0 | 0 | Ea. |  | 650000 |  | 0 | 0 | Ea. |  | 650000 |  | 0 | 0 | Ea. |  | 650000 |  | 0 | 0 | Ea. |  | 650000 |  | 0 | 0 | Ea. |  | 650000 |  | 0 | 1 | Ea. |  | #N/A |  | #N/A
| 06-00-00~~06-00-01.3002 | 502-01-00~~502-01-01.3002 | 306- | 01- | 06- | 00- | 502- | 01- | 01.3002 | Engineering | [12 empty] | 35000 | 2015-05-22 | No Recommended Change |  |  |  | 35000 |  |  | 2016-04-01 | [9 empty] | T_M_267 |  | EngSS | 1.3 | 1 | 01.3002 |  | Substation: Sub-surface Soil Investigation: | [6 empty] | US |  | 0 | Lot |  | 35000 |  | 0 | 0 | Lot |  | 35000 |  | 0 | 0 | Lot |  | 35000 |  | 0 | 0 | Lot |  | 35000 |  | 0 | 0 | Lot |  | 35000 |  | 0 | 0 | Lot |  | 35000 |  | 0 | 0 | Lot |  | 35000 |  | 0 | 0 | Lot |  | 35000 |  | 0 | 0 | Lot |  | 35000 |  | 0 | 0 | Lot |  | 35000 |  | 0 | 0 | Lot |  | 35000 |  | 0 | 0 | Lot |  | 35000 |  | 0 | 0 | Lot |  | #N/A |  | #N/A
| 06-00-00~~06-00-01.3003 | 502-01-00~~502-01-01.3003 | 306- | 01- | 06- | 00- | 502- | 01- | 01.3003 | Engineering | [12 empty] | 84000 | 2015-05-22 | No Recommended Change |  |  |  | 84000 | Updated 10/28/15 | Experience from prior project; Add 1 lot only if concern is known | 2016-04-01 | [9 empty] | T_M_268 |  | EngSS | 1.3 | 1 | 01.3003 |  | Harmonic Filter Implementation Study & Engineering | [6 empty] | US |  | 0 | Lot |  | 84000 |  | 0 | 0 | Lot |  | 84000 |  | 0 | 0 | Lot |  | 84000 |  | 0 | 0 | Lot |  | 84000 |  | 0 | 0 | Lot |  | 84000 |  | 0 | 0 | Lot |  | 84000 |  | 0 | 0 | Lot |  | 84000 |  | 0 | 0 | Lot |  | 84000 |  | 0 | 0 | Lot |  | 84000 |  | 0 | 0 | Lot |  | 84000 |  | 0 | 0 | Lot |  | 84000 |  | 0 | 0 | Lot |  | 84000 |  | 0 | 0 | Lot |  | #N/A |  | #N/A
| 06-00-00~~06-00-01.3004 | 502-01-00~~502-01-01.3004 | 306- | 01- | 06- | 00- | 502- | 01- | 01.3004 | Engineering | [12 empty] | 20000 | 2015-05-22 | No Recommended Change |  |  |  | 50000 | Updated 9/6/23 | Added if statement to include VAR Study if Cap/React Banks are required | 2016-04-01 |  |  |  | T_A_213 |  |  | T_A_215 |  |  | T_M_269 |  | EngSS | 1.3 | 1 | 01.3004 |  | Inductive&Reactive VAR Implementation:Study & Engr | [6 empty] | US |  | 1 | Lot |  | 50000 |  | 50000 | 0 | Lot |  | 50000 |  | 0 | 0 | Lot |  | 50000 |  | 0 | 1 | Lot |  | 50000 |  | 50000 | 1 | Lot |  | 50000 |  | 50000 | 1 | Lot |  | 50000 |  | 50000 | 1 | Lot |  | 50000 |  | 50000 | 1 | Lot |  | 50000 |  | 50000 | 1 | Lot |  | 50000 |  | 50000 | 1 | Lot |  | 50000 |  | 50000 | 1 | Lot |  | 50000 |  | 50000 | 1 | Lot |  | 50000 |  | 50000 | #VALUE! | Lot |  | #N/A |  | #N/A
| 06-00-00~~06-00-01.3005 | 502-01-00~~502-01-01.3005 | 306- | 01- | 06- | 00- | 502- | 01- | 01.3005 | Engineering | [18 empty] | 10000 | need pricing | [11 empty] | T_M_270 |  | EngSS | 1.3 | 1 | 01.3005 |  | Interconnection Design for kV<35kV | [6 empty] | US |  | 0 | Lot |  | 10000 |  | 0 | 0 | Lot |  | 10000 |  | 0 | 1 | Lot |  | 10000 |  | 10000 | 1 | Lot |  | 10000 |  | 10000 | 1 | Lot |  | 10000 |  | 10000 | 0 | Lot |  | 10000 |  | 0 | 1 | Lot |  | 10000 |  | 10000 | 1 | Lot |  | 10000 |  | 10000 | 1 | Lot |  | 10000 |  | 10000 | 1 | Lot |  | 10000 |  | 10000 | 1 | Lot |  | 10000 |  | 10000 | 1 | Lot |  | 10000 |  | 10000 | 0 | Lot |  | #N/A |  | #N/A
[7 empty] | Header |  | 1.4 | [32 empty] | T_M_271 |  | Tline | 1.4 | 1 | 1.4 |  | MAIN T-LINE ENGR.: | [6 empty] | US
| 08-00-00~~08-00-01.4001 | 502-01-00~~502-01-01.4001 | 306- | 01- | 08- | 00- | 502- | 01- | 01.4001 | Engineering | [12 empty] | 1.5 | Formula |  |  |  |  | 1 | Formula | Updated 1-6-16 | Varies Voltage and Distance and Terrian | [9 empty] | T_M_272 |  | Tline | 1.4 | 1 | 01.4001 |  | T-Line: Engineering and Design | [6 empty] | US
| 08-00-00~~08-00-01.4002 | 502-01-00~~502-01-01.4002 | 306- | 01- | 08- | 00- | 502- | 01- | 01.4002 | Engineering | [12 empty] | 2 | Formula |  |  |  |  | 1 | Formula | Updated 4/5/16 | Based on 2015 actuals and 2016 through Feb 2016, Changed from 85K to length dependent | [9 empty] | T_M_273 |  | Tline | 1.4 | 1 | 01.4002 |  | T-Line: Review of Transmission & Tech Support | [6 empty] | US
| 08-00-00~~08-00-01.4003 | 502-01-00~~502-01-01.4003 | 306- | 01- | 08- | 00- | 502- | 01- | 01.4003 | Engineering | [12 empty] | 8500 | 2015-05-22 |  |  |  |  | 8500 |  |  | 2016-04-01 | [9 empty] | T_M_274 |  | Tline | 1.4 | 1 | 01.4003 |  | T-Line: Route Survey AKA: Plan & Profile | [6 empty] | US
| 08-00-00~~08-00-01.4004 | 502-01-00~~502-01-01.4004 | 306- | 01- | 08- | 00- | 502- | 01- | 01.4004 | Engineering | [12 empty] | 2100 | 2015-05-22 |  |  |  |  | 2100 |  |  | 2016-04-01 | [9 empty] | T_M_275 |  | Tline | 1.4 | 1 | 01.4004 |  | T-Line: Route Geotech. Info | [6 empty] | US
[7 empty] | Header |  | 1.5 | [32 empty] | T_M_276 |  | Eng | 1 | 1 | 1.5 |  | OTHER ENGR.: | [6 empty] | US
| 08-00-00~~08-00-01.5001 | 502-01-00~~502-01-01.5001 | 306- | 01- | 08- | 00- | 502- | 01- | 01.5001 | Engineering | [12 empty] | 64000 | 2015-05-22 | No Recommended Change |  |  |  | 60000 | Updated 4/5/16 | Based on 2015 actuals and 2016 through Feb 2016, Reduced 4K | 2016-04-05 | [9 empty] | T_M_277 |  | Eng | 1 | 1 | 01.5001 |  | Power Performance Testing | [6 empty] | US |  | 0 | Ea. |  | 60000 |  | 0 | 0 | Ea. |  | 60000 |  | 0 | 0 | Ea. |  | 60000 |  | 0 | 0 | Ea. |  | 60000 |  | 0 | 0 | Ea. |  | 60000 |  | 0 | 0 | Ea. |  | 60000 |  | 0 | 0 | Ea. |  | 60000 |  | 0 | 0 | Ea. |  | 60000 |  | 0 | 0 | Ea. |  | 60000 |  | 0 | 0 | Ea. |  | 60000 |  | 0 | 0 | Ea. |  | 60000 |  | 0 | 0 | Ea. |  | 60000 |  | 0 | 0 | Ea. |  | #N/A |  | #N/A
| 08-00-00~~08-00-01.5002 | 502-01-00~~502-01-01.5002 | 306- | 01- | 08- | 00- | 502- | 01- | 01.5002 | Engineering | [12 empty] | 50000 | 2015-05-22 | No Recommended Change |  |  |  | 50000 |  |  | 2016-04-01 |  |  |  | T_A_107 | [5 empty] | T_M_278 |  | Eng | 1 | 1 | 01.5002 |  | Miscellaneous, Incidentals & Consumables | [6 empty] | US |  | 0 | Lot |  | 50000 |  | 0 | 0 | Lot |  | 50000 |  | 0 | 0 | Lot |  | 50000 |  | 0 | 0 | Lot |  | 50000 |  | 0 | 0 | Lot |  | 50000 |  | 0 | 0 | Lot |  | 50000 |  | 0 | 0 | Lot |  | 50000 |  | 0 | 0 | Lot |  | 50000 |  | 0 | 0 | Lot |  | 50000 |  | 0 | 0 | Lot |  | 50000 |  | 0 | 0 | Lot |  | 50000 |  | 0 | 0 | Lot |  | 50000 |  | 0 | 0 | Lot |  | #N/A |  | #N/A
| 08-00-00~~08-00-01.5003 | 502-01-00~~502-01-01.5003 | 306- | 01- | 08- | 00- | 502- | 01- | 01.5003 | Engineering | [12 empty] | 1500 | 2015-05-22 | No Recommended Change |  |  |  | 1500 | 2015-07-24 |  | 2016-04-01 | [9 empty] | T_M_279 |  | Eng | 1 | 1 | 01.5003 |  | Aerial / Satellite Imagery | [6 empty] | US |  | 0 | Lot |  | 1500 |  | 0 | 0 | Lot |  | 1500 |  | 0 | 0 | Lot |  | 1500 |  | 0 | 0 | Lot |  | 1500 |  | 0 | 0 | Lot |  | 1500 |  | 0 | 0 | Lot |  | 1500 |  | 0 | 0 | Lot |  | 1500 |  | 0 | 0 | Lot |  | 1500 |  | 0 | 0 | Lot |  | 1500 |  | 0 | 0 | Lot |  | 1500 |  | 0 | 0 | Lot |  | 1500 |  | 0 | 0 | Lot |  | 1500 |  | 0 | 0 | Lot |  | #N/A |  | #N/A
| 08-00-00~~08-00-01.5004 | 502-01-00~~502-01-01.5004 | 306- | 01- | 08- | 00- | 502- | 01- | 01.5004 | Engineering | [12 empty] | 110000 | 2015-05-22 | New Unit cost added |  |  |  | 50000 |  | Required for california | 2016-04-01 | [9 empty] | T_M_280 |  | Eng | 1 | 1 | 01.5004 |  | CBO | [6 empty] | US |  | 0 | Lot |  | 50000 |  | 0 | 0 | Lot |  | 50000 |  | 0 | 0 | Lot |  | 50000 |  | 0 | 0 | Lot |  | 50000 |  | 0 | 0 | Lot |  | 50000 |  | 0 | 0 | Lot |  | 50000 |  | 0 | 0 | Lot |  | 50000 |  | 0 | 0 | Lot |  | 50000 |  | 0 | 0 | Lot |  | 50000 |  | 0 | 0 | Lot |  | 50000 |  | 0 | 0 | Lot |  | 50000 |  | 0 | 0 | Lot |  | 50000 |  | 0 | #N/A | Lot |  | #N/A |  | #N/A
| 08-00-00~~08-00-01.5005 | 502-01-00~~502-01-01.5005 | 306- | 01- | 08- | 00- | 502- | 01- | 01.5005 | Engineering | [12 empty] | 500000 | 2017-02-23 | Udated |  |  |  | 250000 | Updated 4/5/16 | Description Change | 2016-04-05 |  |  |  | T_A_107 | [5 empty] | T_M_281 |  | Eng | 1 | 1 | 01.5005 |  | Contractor Permitting Support | [6 empty] | US |  | 0 | Lot |  | 250000 |  | 0 | 0 | Lot |  | 250000 |  | 0 | 0 | Lot |  | 250000 |  | 0 | 0 | Lot |  | 250000 |  | 0 | 0 | Lot |  | 250000 |  | 0 | 0 | Lot |  | 250000 |  | 0 | 0 | Lot |  | 250000 |  | 0 | 0 | Lot |  | 250000 |  | 0 | 0 | Lot |  | 250000 |  | 0 | 0 | Lot |  | 250000 |  | 0 | 0 | Lot |  | 250000 |  | 0 | 0 | Lot |  | 250000 |  | 0 | 0 | Lot |  | #N/A |  | #N/A
| 08-00-00~~08-00-01.5007 | 502-01-00~~502-01-01.5007 | 306- | 01- | 08- | 00- | 502- | 01- | 01.5007 | Engineering | [31 empty] | T_M_282 |  | Eng | 1 | 1 | 01.5007 |  | Switchyard Engineering | [6 empty] | US |  | 0 | Lot |  | 0 |  | 0 | 0 | Lot |  | 0 |  | 0 | 0 | Lot |  | 0 |  | 0 | 0 | Lot |  | 0 |  | 0 | 0 | Lot |  | 0 |  | 0 | 0 | Lot |  | 0 |  | 0 | 0 | Lot |  | 0 |  | 0 | 0 | Lot |  | 0 |  | 0 | 0 | Lot |  | 0 |  | 0 | 0 | Lot |  | 0 |  | 0 | 0 | Lot |  | 0 |  | 0 | 0 | Lot |  | 0 |  | 0 | 0 | Lot |  | #N/A |  | #N/A
| 08-00-00~~08-00-01.5008 | 502-01-00~~502-01-01.5008 | 306- | 01- | 08- | 00- | 502- | 01- | 01.5008 | Engineering | [12 empty] | 1.35 | Formula |  |  |  |  | 1.75 | Formula | Updated 9/6/23 |  |  |  |  | T_A_107 | [5 empty] | T_M_283 |  | Eng | 1 | 1 | 01.5008 |  | Topographic Survey | [6 empty] | US |  | 1 | Lot |  | 98949.9688 |  | 98949.9688 | 1 | Lot |  | 98949.9688 |  | 98949.9688 | 1 | Lot |  | 57564.8533 |  | 57564.8533 | 1 | Lot |  | 57564.8533 |  | 57564.8533 | 1 | Lot |  | 57564.8533 |  | 57564.8533 | 1 | Lot |  | 98949.9688 |  | 98949.9688 | 1 | Lot |  | 57564.8533 |  | 57564.8533 | 1 | Lot |  | 57564.8533 |  | 57564.8533 | 1 | Lot |  | 57564.8533 |  | 57564.8533 | 1 | Lot |  | 57564.8533 |  | 57564.8533 | 1 | Lot |  | 57564.8533 |  | 57564.8533 | 1 | Lot |  | 57564.8533 |  | 57564.8533 | 1 | Lot |  | #VALUE! |  | #VALUE!
| 08-00-00~~08-00-01.5009 | 502-01-00~~502-01-01.5009 | 306- | 01- | 08- | 00- | 502- | 01- | 01.5009 | Engineering | [18 empty] | 0 | [12 empty] | T_M_284 |  | Eng | 1 | 1 | 01.5009 |  | Landscaping Design | [6 empty] | US |  | 0 | Lot |  | 0 |  | 0 | 0 | Lot |  | 0 |  | 0 | 0 | Lot |  | 0 |  | 0 | 0 | Lot |  | 0 |  | 0 | 0 | Lot |  | 0 |  | 0 | 0 | Lot |  | 0 |  | 0 | 0 | Lot |  | 0 |  | 0 | 0 | Lot |  | 0 |  | 0 | 0 | Lot |  | 0 |  | 0 | 0 | Lot |  | 0 |  | 0 | 0 | Lot |  | 0 |  | 0 | 0 | Lot |  | 0 |  | 0 | 0 | Lot |  | #N/A |  | #N/A
| 08-00-00~~08-00-01.5010 | 502-01-00~~502-01-01.5010 | 306- | 01- | 08- | 00- | 502- | 01- | 01.5010 | Engineering | [18 empty] | 0 | [12 empty] | T_M_285 |  | Eng | 1 | 1 | 01.5010 |  | Construction Environmental Monitors | [6 empty] | US |  | 0 | Lot |  | 0 |  | 0 | 0 | Lot |  | 0 |  | 0 | 0 | Lot |  | 0 |  | 0 | 0 | Lot |  | 0 |  | 0 | 0 | Lot |  | 0 |  | 0 | 0 | Lot |  | 0 |  | 0 | 0 | Lot |  | 0 |  | 0 | 0 | Lot |  | 0 |  | 0 | 0 | Lot |  | 0 |  | 0 | 0 | Lot |  | 0 |  | 0 | 0 | Lot |  | 0 |  | 0 | 0 | Lot |  | 0 |  | 0 | 0 | Lot |  | #N/A |  | #N/A
| 08-00-00~~08-00-01.5011 | 502-01-00~~502-01-01.5011 | 306- | 01- | 08- | 00- | 502- | 01- | 01.5011 | Engineering | [18 empty] | 0 | [12 empty] | T_M_286 |  | Eng | 1 | 1 | 01.5011 |  | Cultural Artifact Monitors | [6 empty] | US |  | 0 | Lot |  | 0 |  | 0 | 0 | Lot |  | 0 |  | 0 | 0 | Lot |  | 0 |  | 0 | 0 | Lot |  | 0 |  | 0 | 0 | Lot |  | 0 |  | 0 | 0 | Lot |  | 0 |  | 0 | 0 | Lot |  | 0 |  | 0 | 0 | Lot |  | 0 |  | 0 | 0 | Lot |  | 0 |  | 0 | 0 | Lot |  | 0 |  | 0 | 0 | Lot |  | 0 |  | 0 | 0 | Lot |  | 0 |  | 0 | 0 | Lot |  | #N/A |  | #N/A
[7 empty] | Header |  | 1.99 | [32 empty] | T_M_292 |  | Eng | 1 | 1 | 1.99 |  | ENGINEERING LUMP SUM FOR EPC: | [6 empty] | US
| 04-00-00~~04-00-01.9998 | 301-01-00~~301-01-01.9998 | 302- | 01- | 04- | 00- | 301- | 01- | 01.9998 | Engineering - Contractor | [31 empty] | T_M_293 |  | Eng | 1 | 1 | 01.9998 |  | EPC Lump Sum Engineering | [6 empty] | C |  | 0 | LS |  | 1646029.0437 |  | 0 | 0 | LS |  | 1506029.0437 |  | 0 | 0 | LS |  | 970333.9772 |  | 0 | 0 | LS |  | 1026333.9772 |  | 0 | 0 | LS |  | 1026333.9772 |  | 0 | 0 | LS |  | 1646029.0437 |  | 0 | 0 | LS |  | 1026333.9772 |  | 0 | 0 | LS |  | 1026333.9772 |  | 0 | 0 | LS |  | 1026333.9772 |  | 0 | 0 | LS |  | 1026333.9772 |  | 0 | 0 | LS |  | 1026333.9772 |  | 0 | 0 | LS |  | 1026333.9772 |  | 0 | 0 | LS |  | #VALUE! |  | #VALUE!
|  |  | 302- | 01- |  |  |  |  | 01.9996 | DG-Engineering | [31 empty] | T_M_294 |  | Eng | 1 | 1 | 227 |  | DG Engineering Package |  |  |  |  | zero out all other engineering for DG |  | US |  | 0 | Lot |  | 0 |  | 0 | 0 | Lot |  | 0 |  | 0 | 0 | Lot |  | 0 |  | 0 | 0 | Lot |  | 0 |  | 0 | 0 | Lot |  | 0 |  | 0 | 0 | Lot |  | 0 |  | 0 | 0 | Lot |  | 0 |  | 0 | 0 | Lot |  | 0 |  | 0 | 0 | Lot |  | 0 |  | 0 | 0 | Lot |  | 0 |  | 0 | 0 | Lot |  | 0 |  | 0 | 0 | Lot |  | 0 |  | 0 | 0 | Lot |  | 0 |  | 0
|  |  | 302- | 01- |  |  |  |  | 01.9997 | DG-EPC | [31 empty] | T_M_295 |  | Eng | 1 | 1 | 228 |  | DG Lump Sum EPC Contract | [6 empty] | C |  | 0 | LS |  | 0 |  | 0 | 0 | LS |  | 0 |  | 0 | 0 | LS |  | 0 |  | 0 | 0 | LS |  | 0 |  | 0 | 0 | LS |  | 0 |  | 0 | 0 | LS |  | 0 |  | 0 | 0 | LS |  | 0 |  | 0 | 0 | LS |  | 0 |  | 0 | 0 | LS |  | 0 |  | 0 | 0 | LS |  | 0 |  | 0 | 0 | LS |  | 0 |  | 0 | 0 | LS |  | 0 |  | 0 | 0 | LS |  | 0 |  | 0
[23 empty] | - | [18 empty] | T_M_296 |  |  |  | - | 229 |  | - |  |  | - | - | - | - |  |  | - | - |  | - |  | - | - | - |  | - |  | - | - | - |  | - |  | - | - | - |  | - |  | - | - | - |  | - |  | - | - | - |  | - |  | - | - | - |  | - |  | - | - | - |  | - |  | - | - | - |  | - |  | - | - | - |  | - |  | - | - | - |  | - |  | - | - | - |  | - |  | - | - | - |  | - |  | -
[25 empty] | Engineering Looks Low for Canada | [16 empty] | T_M_297 |  |  |  |  | 230 | [15 empty] | 2444979.0125 | [5 empty] | 2254979.0125 | [5 empty] | 1037898.8305 | [5 empty] | 1143898.8305 | [5 empty] | 1143898.8305 | [5 empty] | 2444979.0125 | [5 empty] | 1143898.8305 | [5 empty] | 1143898.8305 | [5 empty] | 1143898.8305 | [5 empty] | 1143898.8305 | [5 empty] | 1143898.8305 | [5 empty] | 1143898.8305 | [5 empty] | #VALUE!
[42 empty] | T_M_298 |  |  |  |  | 231
[7 empty] | Header |  | 2.0 | [32 empty] | T_M_299 |  |  |  |  | 2.0 |  | CIVIL "ROAD" WORK CONSTRUCTION
[23 empty] | - | [18 empty] | T_M_300 |  |  |  | - | 233 |  | - |  |  | - | - | - | - |  |  | - | - |  | - |  | - | - | - |  | - |  | - | - | - |  | - |  | - | - | - |  | - |  | - | - | - |  | - |  | - | - | - |  | - |  | - | - | - |  | - |  | - | - | - |  | - |  | - | - | - |  | - |  | - | - | - |  | - |  | - | - | - |  | - |  | - | - | - |  | - |  | - | - | - |  | - |  | -
[7 empty] | Header |  | 2.1 | [32 empty] | T_M_301 |  | Roads | 2 | 2 | 2.1 |  | MOB/DEMOB: FOR ROAD CONSTRUCTION | [6 empty] | C
| 05-00-00~~05-00-02.1001 | 503-01-00~~503-01-02.1001 | 307- | 01- | 05- | 00- | 503- | 01- | 02.1001 | Civil - Contractor | [12 empty] | 300000 | 2015-05-22 |  |  |  |  | 200000 | [8 empty] | T_A_173 |  |  |  | T_M_302 |  | Roads | 2 | 2 | 02.1001 |  | MOB/DEMOB: FOR ROAD CONSTRUCTION | [8 empty] | 0 | Lot | No | 460338.9135 |  | 0 | 0 | Lot | No | 460338.9135 |  | 0 | 0 | Lot | No | 373795.4943 |  | 0 | 0 | Lot | No | 373795.4943 |  | 0 | 0 | Lot | No | 373795.4943 |  | 0 | 0 | Lot | No | 460338.9135 |  | 0 | 0 | Lot | No | 373795.4943 |  | 0 | 0 | Lot | No | 369785.4943 |  | 0 | 0 | Lot | No | 373795.4943 |  | 0 | 0 | Lot | No | 369785.4943 |  | 0 | 0 | Lot | No | 373795.4943 |  | 0 | 0 | Lot | No | 369785.4943 |  | 0 | 0 | Lot |  | #N/A |  | #N/A
|  |  | 307- | 01- |  |  | Header |  | 2.3 | [28 empty] | T_A_172 |  |  |  | T_M_303 |  | Roads | 2 | 2 | 2.3 |  | NEW ROAD - CONSTRUCTION | [6 empty] | C |  | 841.9467 |  | 12 |  |  |  | 843.0791 |  | 12 |  |  |  | 877.7881 |  | 12 |  |  |  | 1075.3096 |  | 12 |  |  |  | 1075.715 |  | 12 |  |  |  | 843.0791 |  | 12 |  |  |  | 1061.4663 |  | 12 |  |  |  | 907.6848 |  | 12 |  |  |  | 1061.4663 |  | 12 |  |  |  | 1083.08 |  | 12 |  |  |  | 1061.4663 |  | 12 |  |  |  | 895.6618 |  | 12 |  |  |  | #VALUE! |  | 12
[31 empty] | Function on Gravel pipt location | [10 empty] | T_M_304 |  | Roads | 2 | 2 | 237 |  | Service Roads |  |  |  | Shoulders | Road Type |  | C |  |  |  | Base+Cap | [5 empty] | Base+Cap | [5 empty] | Base+Cap | [5 empty] | Base+Cap | [5 empty] | Base+Cap | [5 empty] | Base+Cap | [5 empty] | Base+Cap | [5 empty] | Base+Cap | [5 empty] | Base+Cap | [5 empty] | Base+Cap | [5 empty] | Base+Cap | [5 empty] | Base+Cap | [5 empty] | Base+Cap
| 05-00-00~~05-00-02.3101 | 503-01-00~~503-01-02.3101 | 307- | 01- | 05- | 00- | 503- | 01- | 02.3101 | Civil - Contractor | [12 empty] | [Formula] | 2015-05-22 | Increase unit cost due to historic cost | No union or prod. Markup b/c drivers already hit |  |  | Formula | Updated 8/13/14 | Assumes 6-8" Topsoil removal Cut & Fill | [6 empty] | T_A_180 |  |  |  | T_M_305 |  | Roads | 2 | 2 | 02.3101 |  | Service Rds - BUILD NEW |  |  |  | Dirt | Cross Sect 1 |  | C |  | 585994.8819 | Sf. | 6 | 1.4024 |  | 821827.7795 | 586783.0215 | Sf. | 4 | 1.0562 |  | 619775.8676 | 242269.528 | Sf. | 4 | 1.2702 |  | 307724.2688 | 296785.4566 | Sf. | 6 | 1.6865 |  | 500536.1422 | 296897.3433 | Sf. | 6 | 1.6865 |  | 500724.8421 | 586783.0215 | Sf. | 6 | 1.4024 |  | 822933.105 | 292964.6935 | Sf. | 6 | 1.6865 |  | 494092.3292 | 239628.7992 | Sf. | 6 | 1.6865 |  | 404140.001 | 292964.6935 | Sf. | 6 | 1.6865 |  | 494092.3292 | 285933.1286 | Sf. | 6 | 1.6865 |  | 482233.418 | 292964.6935 | Sf. | 6 | 1.6865 |  | 494092.3292 | 236454.7184 | Sf. | 6 | 1.6865 |  | 398786.8338 | #VALUE! | Sf. | #N/A | #VALUE! |  | #VALUE!
|  |  | 307- | 01- | 05- | 00- | 503- | 01- | [14 empty] | [Formula] | 2015-05-22 | Increase unit cost due to historic cost | No union or prod. Markup b/c drivers already hit |  |  | Formula | [12 empty] | T_M_306 |  | Roads | 2 | 2 | 0 |  | Historical Gravel inches |  |  |  | Dirt | Cross Sect 1 |  | C
| 05-00-00~~05-00-02.3201 | 503-01-00~~503-01-02.3201 | 307- | 01- | 05- | 00- | 503- | 01- | 02.3201 | Civil - Contractor | [12 empty] | [Formula] | 2015-05-22 | No Recommended Change | No union or prod. Markup b/c drivers already hit |  |  | Formula |  | Required for Farmland & Canada | [10 empty] | T_M_307 |  | Roads | 2 | 2 | 02.3201 |  | Service Rds - RESTORE/RECLAIM |  |  |  | 16 Ft | Final Width (ft.) |  | C |  | 0 | Sf. |  | 0 |  | 0 | 0 | Sf. |  | 0 |  | 0 | 0 | Sf. |  | 0 |  | 0 | 0 | Sf. |  | 0 |  | 0 | 0 | Sf. |  | 0 |  | 0 | 0 | Sf. |  | 0 |  | 0 | 0 | Sf. |  | 0 |  | 0 | 0 | Sf. |  | 0 |  | 0 | 0 | Sf. |  | 0 |  | 0 | 0 | Sf. |  | 0 |  | 0 | 0 | Sf. |  | 0 |  | 0 | 0 | Sf. |  | 0 |  | 0 | 0 | Sf. |  | 0 |  | 0
[42 empty] | T_M_308 |  | Access | 2 | 2 | 241 |  | Access Roads |  |  |  | Default Width | Road Type |  | C |  |  |  | Base+Cap | [5 empty] | Base+Cap | [5 empty] | Base+Cap | [5 empty] | Base+Cap | [5 empty] | Base+Cap | [5 empty] | Base+Cap | [5 empty] | Base+Cap | [5 empty] | Base+Cap | [5 empty] | Base+Cap | [5 empty] | Base+Cap | [5 empty] | Base+Cap | [5 empty] | Base+Cap | [5 empty] | Base+Cap
| 05-00-00~~05-00-02.3301 | 503-01-00~~503-01-02.3301 | 307- | 01- | 05- | 00- | 503- | 01- | 02.3301 | Civil - Contractor | [12 empty] | [Formula] | 2015-05-22 | Increase unit cost due to historic cost |  | No union or prod. Markup b/c drivers already hit |  | Formula | [12 empty] | T_M_309 |  | Access | 2 | 2 | 02.3301 |  | Access Rds - BUILD NEW |  |  |  | 24 Ft | Cross Sect 1 |  | C |  | 0 | Sf. | 6 | 0 |  | 0 | 0 | Sf. | 4 | 0 |  | 0 | 0 | Sf. | 4 | 0 |  | 0 | 26352 | Sf. | 6 | 1.6865 |  | 44443.3112 | 26352 | Sf. | 6 | 1.6865 |  | 44443.3112 | 0 | Sf. | 6 | 0 |  | 0 | 26352 | Sf. | 6 | 1.6865 |  | 44443.3112 | 0 | Sf. | 6 | 0 |  | 0 | 26352 | Sf. | 6 | 1.6865 |  | 44443.3112 | 26352 | Sf. | 6 | 1.6865 |  | 44443.3112 | 26352 | Sf. | 6 | 1.6865 |  | 44443.3112 | 0 | Sf. | 6 | 0 |  | 0 | 0 | Sf. | #N/A | 0 |  | 0
|  |  | 307- | 01- | 05- | 00- | 503- | 01- |  | Civil - Contractor | [31 empty] | T_M_310 |  |  |  |  | 0 |  | Historical Gravel inches
| 05-00-00~~05-00-02.3401 | 503-01-00~~503-01-02.3401 | 307- | 01- | 05- | 00- | 503- | 01- | 02.3401 | Civil - Contractor | [12 empty] | [Formula] | 2015-05-22 | No Recommended Change |  | No union or prod. Markup b/c drivers already hit |  | Formula | [6 empty] | T_A_176 | [5 empty] | T_M_311 |  | Access | 2 | 2 | 02.3401 |  | Access Rds - RESTORE/RECLAIM |  |  |  | 16 Ft | Cross Sect 6 |  | C |  | 0 | Sf. |  | 0 |  | 0 | 0 | Sf. |  | 0 |  | 0 | 0 | Sf. |  | 0 |  | 0 | 0 | Sf. |  | 0 |  | 0 | 0 | Sf. |  | 0 |  | 0 | 0 | Sf. |  | 0 |  | 0 | 0 | Sf. |  | 0 |  | 0 | 0 | Sf. |  | 0 |  | 0 | 0 | Sf. |  | 0 |  | 0 | 0 | Sf. |  | 0 |  | 0 | 0 | Sf. |  | 0 |  | 0 | 0 | Sf. |  | 0 |  | 0 | 0 | Sf. |  | 0 |  | 0
| 05-00-00~~05-00-02.3501 | 503-01-00~~503-01-02.3501 | 307- | 01- | 05- | 00- | 503- | 01- | 02.3501 | Civil - Contractor | [12 empty] | 9 | 2018-10-01 |  |  | No union or prod. Markup b/c drivers already hit |  | 6 |  | Various $5.45 to $13.25 / LF |  |  |  |  | T_A_111 | [5 empty] | T_M_312 |  | Access | 2 | 2 | 02.3501 |  | Access Rds - UPGRADE |  |  |  | 24 Ft |  |  | C |  | 1000 | Lf. |  | 7.0242 |  | 7024.1674 | 0 | Lf. |  | 7.0242 |  | 0 | 0 | Lf. |  | 8.447 |  | 0 | 0 | Lf. |  | 8.447 |  | 0 | 0 | Lf. |  | 8.447 |  | 0 | 0 | Lf. |  | 7.0242 |  | 0 | 0 | Lf. |  | 8.447 |  | 0 | 0 | Lf. |  | 8.447 |  | 0 | 0 | Lf. |  | 8.447 |  | 0 | 0 | Lf. |  | 8.447 |  | 0 | 0 | Lf. |  | 8.447 |  | 0 | 0 | Lf. |  | 8.447 |  | 0 | 0 | Lf. |  | #N/A |  | #N/A
| 05-00-00~~05-00-02.3601 | 503-01-00~~503-01-02.3601 | 307- | 01- | 05- | 00- | 503- | 01- | 02.3601 | Civil - Contractor | [12 empty] | 30200 | 2015-05-22 | Increase unit cost due to historic cost |  | No union or prod. Markup b/c drivers already hit |  | 15000 | [12 empty] | T_M_313 |  | Maintain | 2 | 2 | 02.3601 |  | Roads - MAINTAIN (Gen Rd Upkeep, Cleanup & Repair) | [6 empty] | C |  | 18.9673 | Mo. |  | 17560.4185 |  | 333073.7165 | 18.9673 | Mo. |  | 17560.4185 |  | 333073.7165 | 16.8999 | Mo. |  | 21117.4121 |  | 356882.7741 | 16.8999 | Mo. |  | 21117.4121 |  | 356882.7741 | 17.9828 | Mo. |  | 21117.4121 |  | 379750.9907 | 18.9673 | Mo. |  | 17560.4185 |  | 333073.7165 | 12.9621 | Mo. |  | 21117.4121 |  | 273725.6228 | 12.9621 | Mo. |  | 21117.4121 |  | 273725.6228 | 16.8999 | Mo. |  | 21117.4121 |  | 356882.7741 | 18.9673 | Mo. |  | 21117.4121 |  | 400540.2785 | 16.8999 | Mo. |  | 21117.4121 |  | 356882.7741 | 18.9673 | Mo. |  | 21117.4121 |  | 400540.2785 | #VALUE! | Mo. |  | #N/A |  | #N/A
[7 empty] | Header |  | 2.4 | [32 empty] | T_M_314 |  | Roads | 2 | 2 | 2.4 |  | NEW ROAD - MATERIAL & ADDERS | [5 empty] | Geo Fabric Req'd? | C
| 05-00-00~~05-00-02.4001 | 503-01-00~~503-01-02.4001 | 307- | 01- | 05- | 00- | 503- | 01- | 02.4001 | Civil - Contractor | [12 empty] | 5 | 2018-10-08 |  |  |  |  | 3 | increased 2018 based on historical data | [5 empty] | T_A_181 |  | T_A_181 |  |  |  | T_M_315 |  | Roads | 2 | 2 | 02.4001 |  | Geo-Textile Fabric | [5 empty] | % of New Road Needing Fabric: | C |  | 0 | Sy. | 0% | 3.5121 |  | 0 | 0 | Sy. | 0% | 3.5121 |  | 0 | 0 | Sy. | 0% | 4.2235 |  | 0 | 0 | Sy. | 0% | 4.2235 |  | 0 | 0 | Sy. | 0% | 4.2235 |  | 0 | 0 | Sy. | 0% | 3.5121 |  | 0 | 0 | Sy. | 0% | 4.2235 |  | 0 | 0 | Sy. | 0% | 4.2235 |  | 0 | 0 | Sy. | 0% | 4.2235 |  | 0 | 0 | Sy. | 0% | 4.2235 |  | 0 | 0 | Sy. | 0% | 4.2235 |  | 0 | 0 | Sy. | 0% | 4.2235 |  | 0 | #N/A | Sy. | #N/A | #N/A |  | #N/A
| 05-00-00~~05-00-02.4002 | 503-01-00~~503-01-02.4002 | 307- | 01- | 05- | 00- | 503- | 01- | 02.4002 | Civil - Contractor | [12 empty] | 9 | 2018-10-08 |  |  |  |  | 6 | Updated 8/13/14 | Base is 6% Cement Ratio 9 inches Thick |  |  |  |  | T_A_182 |  | T_A_182 |  |  |  | T_M_316 |  | Roads | 2 | 2 | 02.4002 |  | Soil Stabilization of Road Subgrade | [5 empty] | % of New Rd. Needing Stabilization: | C |  | 0 | Sy. | 0% | 7.0242 |  | 0 | 0 | Sy. | 0% | 7.0242 |  | 0 | 0 | Sy. | 0% | 8.447 |  | 0 | 0 | Sy. | 0% | 8.447 |  | 0 | 0 | Sy. | 0% | 8.447 |  | 0 | 0 | Sy. | 0% | 7.0242 |  | 0 | 0 | Sy. | 0% | 8.447 |  | 0 | 0 | Sy. | 0% | 8.447 |  | 0 | 0 | Sy. | 0% | 8.447 |  | 0 | 0 | Sy. | 0% | 8.447 |  | 0 | 0 | Sy. | 0% | 8.447 |  | 0 | 0 | Sy. | 0% | 8.447 |  | 0 | #N/A | Sy. | #N/A | #N/A |  | #N/A
[30 empty] | Updated 8/13/14 | [11 empty] | T_M_317 |  | Roads | 2 | 2 | 250 | [7 empty] | % of Cement Ratio | C |  |  | Cement Ratio | 6% |  |  |  |  | Cement Ratio | 6% |  |  |  |  | Cement Ratio | 6% |  |  |  |  | Cement Ratio | 6% |  |  |  |  | Cement Ratio | 6% |  |  |  |  | Cement Ratio | 6% |  |  |  |  | Cement Ratio | 6% |  |  |  |  | Cement Ratio | 6% |  |  |  |  | Cement Ratio | 6% |  |  |  |  | Cement Ratio | 6% |  |  |  |  | Cement Ratio | 6% |  |  |  |  | Cement Ratio | 6% |  |  |  |  | Cement Ratio | 6%
| 05-00-00~~05-00-02.4004 | 503-01-00~~503-01-02.4004 | 307- | 01- | 05- | 00- | 503- | 01- | 02.4004 | Civil - Contractor | [12 empty] | 14 | 2018-10-08 |  |  |  |  | 10 |  | Revised July 2012 | [6 empty] | T_A_183 |  |  |  | T_M_318 |  | Roads | 2 | 2 | 02.4004 |  | Road Blasting | [5 empty] | % of New Road to be Blasted in: | C |  | 0 | Cy. | 0% | 11.7069 |  | 0 | 0 | Cy. | 0% | 11.7069 |  | 0 | 0 | Cy. | 0% | 14.0783 |  | 0 | 0 | Cy. | 0% | 14.0783 |  | 0 | 0 | Cy. | 0% | 14.0783 |  | 0 | 0 | Cy. | 0% | 11.7069 |  | 0 | 0 | Cy. | 0% | 14.0783 |  | 0 | 0 | Cy. | 0% | 14.0783 |  | 0 | 0 | Cy. | 0% | 14.0783 |  | 0 | 0 | Cy. | 0% | 14.0783 |  | 0 | 0 | Cy. | 0% | 14.0783 |  | 0 | 0 | Cy. | 0% | 14.0783 |  | 0 | #VALUE! | Cy. | #N/A | #N/A |  | #N/A
|  |  | 307- | 01- | [37 empty] | T_M_319 |  | Roads | 2 | 2 | 252 | [7 empty] | Avg Depth of Blasting | C |  | 0 | Ft Avg Deep |  |  |  |  | 0 | Ft Avg Deep |  |  |  |  | 0 | Ft Avg Deep |  |  |  |  | 0 | Ft Avg Deep |  |  |  |  | 0 | Ft Avg Deep |  |  |  |  | 0 | Ft Avg Deep |  |  |  |  | 0 | Ft Avg Deep |  |  |  |  | 0 | Ft Avg Deep |  |  |  |  | 0 | Ft Avg Deep |  |  |  |  | 0 | Ft Avg Deep |  |  |  |  | 0 | Ft Avg Deep |  |  |  |  | 0 | Ft Avg Deep |  |  |  |  | 0 | Ft Avg Deep
| 05-00-00~~05-00-02.4006 | 503-01-00~~503-01-02.4006 | 307- | 01- | 05- | 00- | 503- | 01- | 02.4006 | Civil - Contractor | [12 empty] | 700 | 2018-10-08 |  |  |  |  | 525 |  | Not Required | [10 empty] | T_M_320 |  | Roads | 2 | 2 | 02.4006 |  | Road Testing | [5 empty] | Compaction Testing Req'd? | C |  | 0 | Ea. | No | 614.6146 |  | 0 | 0 | Ea. | No | 614.6146 |  | 0 | 0 | Ea. | No | 739.1094 |  | 0 | 0 | Ea. | No | 739.1094 |  | 0 | 0 | Ea. | No | 739.1094 |  | 0 | 0 | Ea. | No | 614.6146 |  | 0 | 0 | Ea. | No | 739.1094 |  | 0 | 0 | Ea. | No | 739.1094 |  | 0 | 0 | Ea. | No | 739.1094 |  | 0 | 0 | Ea. | No | 739.1094 |  | 0 | 0 | Ea. | No | 739.1094 |  | 0 | 0 | Ea. | No | 739.1094 |  | 0 | 0 | Ea. | No | #N/A |  | #N/A
| 05-00-00~~05-00-02.4007 | 503-01-00~~503-01-02.4007 | 307- | 01- | 05- | 00- | 503- | 01- | 02.4007 | Civil - Contractor | [12 empty] | 7 | 2018-10-08 |  |  |  |  | 4.5455 | Updated 8/13/14 | Assumes 200,000 yds 2.00/cut / 3.00 place Sand Base 1.0 | [10 empty] | T_M_321 |  | Roads | 2 | 2 | 02.4007 |  | Road Cut, Fill, Grading. | [5 empty] | % of New Road needing Cut / Fill: | C |  | 0 | Cy. | 0% | 7.0242 |  | 0 | 0 | Cy. | 0% | 7.0242 |  | 0 | 0 | Cy. | 0% | 8.447 |  | 0 | 0 | Cy. | 0% | 8.447 |  | 0 | 0 | Cy. | 0% | 8.447 |  | 0 | 0 | Cy. | 0% | 7.0242 |  | 0 | 0 | Cy. | 0% | 8.447 |  | 0 | 0 | Cy. | 0% | 8.447 |  | 0 | 0 | Cy. | 0% | 8.447 |  | 0 | 0 | Cy. | 0% | 8.447 |  | 0 | 0 | Cy. | 0% | 8.447 |  | 0 | 0 | Cy. | 0% | 8.447 |  | 0 | #VALUE! | Cy. | 0% | #N/A |  | #N/A
[31 empty] | Move Fill > 1 mile add $4.00 / yd | [10 empty] | T_M_322 |  | Roads | 2 | 2 | 255 | [7 empty] | Avg Depth of Cut / Fill: | C |  | 2 | Ft Avg Deep |  |  |  |  | 0 | Ft Avg Deep |  |  |  |  | 0 | Ft Avg Deep |  |  |  |  | 0 | Ft Avg Deep |  |  |  |  | 0 | Ft Avg Deep |  |  |  |  | 0 | Ft Avg Deep |  |  |  |  | 0 | Ft Avg Deep |  |  |  |  | 0 | Ft Avg Deep |  |  |  |  | 0 | Ft Avg Deep |  |  |  |  | 0 | Ft Avg Deep |  |  |  |  | 0 | Ft Avg Deep |  |  |  |  | 0 | Ft Avg Deep |  |  |  |  | 0 | Ft Avg Deep
[7 empty] | Header |  | 2.5 | [28 empty] | T_A_179 |  |  |  | T_M_323 |  | OffsiteRoads | 2.5 | 2 | 2.5 |  | PUBLIC ROAD DETAILS | [6 empty] | C |  | Dist to Gravel Pit: | Mi. | 10 |  |  |  | Dist to Gravel Pit: | Mi. | 10 |  |  |  | Dist to Gravel Pit: | Mi. | 10 |  |  |  | Dist to Gravel Pit: | Mi. | 10 |  |  |  | Dist to Gravel Pit: | Mi. | 10 |  |  |  | Dist to Gravel Pit: | Mi. | 10 |  |  |  | Dist to Gravel Pit: | Mi. | 10 |  |  |  | Dist to Gravel Pit: | Mi. | 15 |  |  |  | Dist to Gravel Pit: | Mi. | 10 |  |  |  | Dist to Gravel Pit: | Mi. | 15 |  |  |  | Dist to Gravel Pit: | Mi. | 10 |  |  |  | Dist to Gravel Pit: | Mi. | 15 |  |  |  | Dist to Gravel Pit: | Mi.
| 05-00-00~~05-00-02.5001 | 503-01-00~~503-01-02.5001 | 307- | 01- | 05- | 00- | 503- | 01- | 02.5001 | Civil - Contractor | [12 empty] | 14200 | 2015-05-22 | Increase unit cost due to historic cost |  |  |  | 10000 |  | Crushing $5.00 / Yd | [6 empty] | T_A_111 |  |  |  | T_M_324 |  | OffsiteRoads | 2.5 | 2 | 02.5001 |  | Public roads – maintenance/cleanup | [6 empty] | C |  | 18.9673 | Mo. | 100% | 11706.9457 |  | 222049.1443 | 1.8967 | Mo. | 10% | 11706.9457 |  | 22204.9144 | 1.69 | Mo. | 10% | 14078.2747 |  | 23792.1849 | 16.8999 | Mo. | 100% | 14078.2747 |  | 237921.8494 | 17.9828 | Mo. | 100% | 14078.2747 |  | 253167.3271 | 18.9673 | Mo. | 100% | 11706.9457 |  | 222049.1443 | 12.9621 | Mo. | 100% | 14078.2747 |  | 182483.7486 | 4.9474 | Mo. | 100% | 14078.2747 |  | 69650.2857 | 16.8999 | Mo. | 100% | 14078.2747 |  | 237921.8494 | 18.9673 | Mo. | 100% | 14078.2747 |  | 267026.8523 | 16.8999 | Mo. | 100% | 14078.2747 |  | 237921.8494 | 18.9673 | Mo. | 100% | 14078.2747 |  | 267026.8523 | #VALUE! | Mo. | 100% | #N/A |  | #N/A
| 05-00-00~~05-00-02.5002 | 503-01-00~~503-01-02.5002 | 307- | 01- | 05- | 00- | 503- | 01- | 02.5002 | Civil - Contractor | [12 empty] | 360 | [5 empty] | 180 | [6 empty] | T_A_111 | [5 empty] | T_M_325 |  | OffsiteRoads | 2.5 | 2 | 02.5002 |  | Public Roads Repairs - Asphalt: | [6 empty] | C |  | 1000 | Cy. | Minor | 210.725 |  | 210725.0221 | 0 | Cy. | Minor | 210.725 |  | 0 | 0 | Cy. | Minor | 253.4089 |  | 0 | 0 | Cy. | Minor | 253.4089 |  | 0 | 0 | Cy. | Minor | 253.4089 |  | 0 | 0 | Cy. | Minor | 210.725 |  | 0 | 0 | Cy. | Minor | 253.4089 |  | 0 | 0 | Cy. | Minor | 253.4089 |  | 0 | 0 | Cy. | Minor | 253.4089 |  | 0 | 0 | Cy. | Minor | 253.4089 |  | 0 | 0 | Cy. | Minor | 253.4089 |  | 0 | 0 | Cy. | Minor | 253.4089 |  | 0 | 0 | Cy. | Minor | #N/A |  | #N/A
| 05-00-00~~05-00-02.5003 | 503-01-00~~503-01-02.5003 | 307- | 01- | 05- | 00- | 503- | 01- | 02.5003 | Civil - Contractor | [12 empty] | 0.6 | [5 empty] | 0.3 | [12 empty] | T_M_326 |  | OffsiteRoads | 2.5 | 2 | 02.5003 |  | Public Roads Repairs - Chip Seal: |  |  |  |  | Road Width (ft): | 24 | C |  | 0 | Sf. | Minor | 0.35121 |  | 0 | 0 | Sf. | Minor | 0.35121 |  | 0 | 0 | Sf. | Minor | 0.42235 |  | 0 | 1866 | Sf. | Minor | 0.42235 |  | 788.1018 | 1866 | Sf. | Minor | 0.42235 |  | 788.1018 | 1866 | Sf. | Minor | 0.35121 |  | 655.3548 | 1866 | Sf. | Minor | 0.42235 |  | 788.1018 | 1866 | Sf. | Minor | 0.42235 |  | 788.1018 | 1866 | Sf. | Minor | 0.42235 |  | 788.1018 | 1866 | Sf. | Minor | 0.42235 |  | 788.1018 | 1866 | Sf. | Minor | 0.42235 |  | 788.1018 | 1866 | Sf. | Minor | 0.42235 |  | 788.1018 | 0 | Sf. | Minor | #N/A |  | #N/A
| 05-00-00~~05-00-02.5004 | 503-01-00~~503-01-02.5004 | 307- | 01- | 05- | 00- | 503- | 01- | 02.5004 | Civil - Contractor | [12 empty] | 45 | [5 empty] | 36 | [6 empty] | T_A_111 |  |  | T_A_178 |  |  | T_M_327 |  | OffsiteRoads | 2.5 | 2 | 02.5004 |  | Public Roads Repairs - Gravel: |  |  |  |  | Road Width (ft): | 24 | C |  | 10000 | Cy. | # in. depth | 43.9713 |  | 439712.8795 | 500 | Cy. | # in. depth | 38.5861 |  | 19293.0465 | 500 | Cy. | # in. depth | 46.402 |  | 23200.9967 | 7509.3333 | Cy. | # in. depth | 52.878 |  | 397078.5267 | 7509.3333 | Cy. | # in. depth | 52.878 |  | 397078.5267 | 7509.3333 | Cy. | # in. depth | 43.9713 |  | 330195.0583 | 7509.3333 | Cy. | # in. depth | 52.878 |  | 397078.5267 | 7509.3333 | Cy. | # in. depth | 52.878 |  | 397078.5267 | 7509.3333 | Cy. | # in. depth | 52.878 |  | 397078.5267 | 7509.3333 | Cy. | # in. depth | 52.878 |  | 397078.5267 | 7509.3333 | Cy. | # in. depth | 52.878 |  | 397078.5267 | 7509.3333 | Cy. | # in. depth | 52.878 |  | 397078.5267 | 0 | Cy. | # in. depth | #N/A |  | #N/A
| 05-00-00~~05-00-02.5005 | 503-01-00~~503-01-02.5005 | 307- | 01- | 05- | 00- | 503- | 01- | 02.5005 | Civil - Contractor | [12 empty] | 30 | [5 empty] | 24 | [12 empty] | T_M_328 |  | OffsiteRoads | 2.5 | 2 | 02.5005 |  | Public Roads Repairs - Dirt/Caliche: |  |  |  |  | Road Width (ft): | 24 | C |  | 0 | Cy. | # in. depth | 28.0967 |  | 0 | 0 | Cy. | # in. depth | 28.0967 |  | 0 | 0 | Cy. | # in. depth | 33.7879 |  | 0 | 494.2222 | Cy. | # in. depth | 33.7879 |  | 16698.7109 | 494.2222 | Cy. | # in. depth | 33.7879 |  | 16698.7109 | 494.2222 | Cy. | # in. depth | 28.0967 |  | 13885.9985 | 494.2222 | Cy. | # in. depth | 33.7879 |  | 16698.7109 | 494.2222 | Cy. | # in. depth | 33.7879 |  | 16698.7109 | 494.2222 | Cy. | # in. depth | 33.7879 |  | 16698.7109 | 494.2222 | Cy. | # in. depth | 33.7879 |  | 16698.7109 | 494.2222 | Cy. | # in. depth | 33.7879 |  | 16698.7109 | 494.2222 | Cy. | # in. depth | 33.7879 |  | 16698.7109 | 0 | Cy. | # in. depth | #N/A |  | #N/A
[7 empty] | Header |  | 2.6 | [32 empty] | T_M_329 |  | Access | 2 | 2 | 2.6 |  | ROAD ACCESS, APPROCHES, T/A, Etc. | [5 empty] | Road Turn Radius: | C |  |  |  | Radius Ft | [5 empty] | Radius Ft | [5 empty] | Radius Ft | [5 empty] | Radius Ft | [5 empty] | Radius Ft | [5 empty] | Radius Ft | [5 empty] | Radius Ft | [5 empty] | Radius Ft | [5 empty] | Radius Ft | [5 empty] | Radius Ft | [5 empty] | Radius Ft | [5 empty] | Radius Ft | [5 empty] | Radius Ft
| 05-00-00~~05-00-02.6001 | 503-01-00~~503-01-02.6001 | 307- | 01- | 05- | 00- | 503- | 01- | 02.6001 | Civil - Contractor | [12 empty] | 20000 | 2015-05-22 | Unit price reduced based on historic cost | [Formula] |  |  | 10000 | Updated 2/18 | [11 empty] | T_M_330 |  | Access | 2 | 2 | 02.6001 |  | Main Site Access: Major Approach From Major St. Rd | [6 empty] | C |  | 1 | Ea. | 40 | 11706.9457 |  | 11706.9457 | 1 | Ea. | 40 | 11706.9457 |  | 11706.9457 | 1 | Ea. | 40 | 14078.2747 |  | 14078.2747 | 1 | Ea. | 40 | 14078.2747 |  | 14078.2747 | 1 | Ea. | 40 | 14078.2747 |  | 14078.2747 | 1 | Ea. | 40 | 11706.9457 |  | 11706.9457 | 1 | Ea. | 40 | 14078.2747 |  | 14078.2747 | 1 | Ea. | 40 | 14078.2747 |  | 14078.2747 | 1 | Ea. | 40 | 14078.2747 |  | 14078.2747 | 1 | Ea. | 40 | 14078.2747 |  | 14078.2747 | 1 | Ea. | 40 | 14078.2747 |  | 14078.2747 | 1 | Ea. | 40 | 14078.2747 |  | 14078.2747 | 1 | Ea. | 40 | #N/A |  | #N/A
| 05-00-00~~05-00-02.6002 | 503-01-00~~503-01-02.6002 | 307- | 01- | 05- | 00- | 503- | 01- | 02.6002 | Civil - Contractor | [12 empty] | 8900 | 2015-05-22 | Increase unit cost due to historic cost | [Formula] |  |  | 5000 | [12 empty] | T_M_331 |  | Access | 2 | 2 | 02.6002 |  | Road approach – Entrance & Radii from Public road | [6 empty] | C |  | 0 | Ea. |  | 1746.0816 |  | 0 | 0 | Ea. |  | 1658.358 |  | 0 | 0 | Ea. |  | 1994.2708 |  | 0 | 5 | Ea. |  | 2099.7635 |  | 10498.8174 | 5 | Ea. |  | 2099.7635 |  | 10498.8174 | 5 | Ea. |  | 1746.0816 |  | 8730.4082 | 5 | Ea. |  | 2099.7635 |  | 10498.8174 | 5 | Ea. |  | 2099.7635 |  | 10498.8174 | 5 | Ea. |  | 2099.7635 |  | 10498.8174 | 5 | Ea. |  | 2099.7635 |  | 10498.8174 | 5 | Ea. |  | 2099.7635 |  | 10498.8174 | 5 | Ea. |  | 2099.7635 |  | 10498.8174 | 0 | Ea. |  | #N/A |  | #N/A
[7 empty] | Header |  | 2.7 | [32 empty] | T_M_332 |  | Dust | 2.7 | 2 | 2.7 |  | GENERAL ROAD MISC. |  |  |  |  | here |  | C
| 05-00-00~~05-00-02.7001 | 503-01-00~~503-01-02.7001 | 307- | 01- | 05- | 00- | 503- | 01- | 02.7001 | Civil - Contractor | [12 empty] | 300 | 2018-10-08 |  |  |  |  | 225 | Updated 7/1/2013 from Lookup Tables | Add Function for CA | 2016-04-01 | [9 empty] | T_M_333 |  | Dust | 2.7 | 2 | 02.7001 |  | General Dust Abatement | [6 empty] | C |  | 6605.7143 | Hr./Trk. | 4 | 263.4063 |  | 1739986.6114 | 6605.7143 | Hr./Trk. | 4 | 263.4063 |  | 1739986.6114 | 2942.8571 | Hr./Trk. | 2 | 316.7612 |  | 932182.9042 | 5885.7143 | Hr./Trk. | 4 | 316.7612 |  | 1864365.8084 | 6262.8571 | Hr./Trk. | 4 | 316.7612 |  | 1983830.0252 | 13211.4286 | Hr./Trk. | 8 | 263.4063 |  | 3479973.2228 | 4514.2857 | Hr./Trk. | 4 | 316.7612 |  | 1429950.4744 | 2257.1429 | Hr./Trk. | 2 | 316.7612 |  | 714975.2372 | 5885.7143 | Hr./Trk. | 4 | 316.7612 |  | 1864365.8084 | 6605.7143 | Hr./Trk. | 4 | 316.7612 |  | 2092433.8587 | 5885.7143 | Hr./Trk. | 4 | 316.7612 |  | 1864365.8084 | 6605.7143 | Hr./Trk. | 4 | 316.7612 |  | 2092433.8587 | #VALUE! | Hr./Trk. | #VALUE! | #N/A |  | #N/A
| 05-00-00~~05-00-02.7002 | 503-01-00~~503-01-02.7002 | 307- | 01- | 05- | 00- | 503- | 01- | 02.7002 | Civil - Contractor | [12 empty] | 0.7 | 2018-10-08 |  |  |  |  | 0.4 | Updated 4/5/16 | Based on 2015 actuals and 2016 through Feb 2016, added $0.10 | 2016-04-05 | [9 empty] | T_M_334 |  | Dust | 2.7 | 2 | 02.7002 |  | Special Dust Abatement: Calcium Chloride or Equiv. | [6 empty] | C |  | 155110.5424 | Sy. | 1 | 0.46828 |  | 72634.8278 | 69698.1135 | Sy. | 1 | 0.46828 |  | 32638.0811 | 31418.8364 | Sy. | 1 | 0.56313 |  | 17692.9204 | 107936.1618 | Sy. | 1 | 0.56313 |  | 60782.1975 | 107948.5937 | Sy. | 1 | 0.56313 |  | 60789.1983 | 137230.1135 | Sy. | 1 | 0.46828 |  | 64261.8193 | 107511.6326 | Sy. | 1 | 0.56313 |  | 60543.1319 | 98657.4221 | Sy. | 1 | 0.56313 |  | 55557.0516 | 107511.6326 | Sy. | 1 | 0.56313 |  | 60543.1319 | 106730.3476 | Sy. | 1 | 0.56313 |  | 60103.1662 | 107511.6326 | Sy. | 1 | 0.56313 |  | 60543.1319 | 98304.7465 | Sy. | 1 | 0.56313 |  | 55358.4491 | #VALUE! | Sy. | #N/A | #N/A |  | #N/A
| 05-00-00~~05-00-02.7003 | 503-01-00~~503-01-02.7003 | 307- | 01- | 05- | 00- | 503- | 01- | 02.7003 | Civil - Contractor | [12 empty] | 40 | 2018-10-08 |  |  |  |  | 25 |  |  | 2016-04-01 | [9 empty] | T_M_335 |  | Dust | 2.7 | 2 | 02.7003 |  | Water for Dust Control & Comp. | [6 empty] | C |  | 16129.0323 | Mgal | Yes | 29.2674 |  | 472054.2611 | 16129.0323 | Mgal | Yes | 29.2674 |  | 472054.2611 | 6451.6129 | Mgal | Yes | 35.1957 |  | 227068.947 | 6451.6129 | Mgal | Yes | 35.1957 |  | 227068.947 | 6451.6129 | Mgal | Yes | 35.1957 |  | 227068.947 | 16129.0323 | Mgal | Yes | 29.2674 |  | 472054.2611 | 6451.6129 | Mgal | Yes | 35.1957 |  | 227068.947 | 6451.6129 | Mgal | Yes | 35.1957 |  | 227068.947 | 6451.6129 | Mgal | Yes | 35.1957 |  | 227068.947 | 6451.6129 | Mgal | Yes | 35.1957 |  | 227068.947 | 6451.6129 | Mgal | Yes | 35.1957 |  | 227068.947 | 6451.6129 | Mgal | Yes | 35.1957 |  | 227068.947 | #VALUE! | Mgal | #N/A | #N/A |  | #N/A
| 04-00-00~~04-00-02.9998 | 301-01-00~~301-01-02.9998 | 307- | 01- | 04- | 00- | 301- | 01- | 02.9998 | Civil - Contractor | [12 empty] | 1500 | 2015-05-22 | New Unit cost added |  |  |  | 0 |  |  | 2016-04-01 | [9 empty] | T_M_336 |  | Dust | 2 | 2 | 02.9998 |  | EPC Lump Sum Civil Road Work | [6 empty] | C |  | 0 | LS |  | 4330795.3553 |  | 0 | 0 | LS |  | 3250733.4443 |  | 0 | 0 | LS |  | 1902623.2708 |  | 0 | 0 | LS |  | 3731143.4613 |  | 0 | 0 | LS |  | 3888917.0731 |  | 0 | 0 | LS |  | 5759519.0346 |  | 0 | 0 | LS |  | 3151449.9967 |  | 0 | 0 | LS |  | 2184259.5769 |  | 0 | 0 | LS |  | 3724460.5827 |  | 0 | 0 | LS |  | 4012992.2634 |  | 0 | 0 | LS |  | 3724460.5827 |  | 0 | 0 | LS |  | 3880357.6509 |  | 0 | 0 | LS |  | #VALUE! |  | #VALUE!
[23 empty] | - | [18 empty] | T_M_337 |  |  |  | - | 270 |  | - |  |  | - | - | - | - |  |  | - | - |  | - |  | - | - | - |  | - |  | - | - | - |  | - |  | - | - | - |  | - |  | - | - | - |  | - |  | - | - | - |  | - |  | - | - | - |  | - |  | - | - | - |  | - |  | - | - | - |  | - |  | - | - | - |  | - |  | - | - | - |  | - |  | - | - | - |  | - |  | - | - | - |  | - |  | -
[42 empty] | T_M_338 |  |  |  |  | 271 | [15 empty] | 4330795.3553 | [5 empty] | 3250733.4443 | [5 empty] | 1902623.2708 | [5 empty] | 3731143.4613 | [5 empty] | 3888917.0731 | [5 empty] | 5759519.0346 | [5 empty] | 3151449.9967 | [5 empty] | 2184259.5769 | [5 empty] | 3724460.5827 | [5 empty] | 4012992.2634 | [5 empty] | 3724460.5827 | [5 empty] | 3880357.6509 | [5 empty] | #N/A
[42 empty] | T_M_339 |  |  |  |  | 272
[7 empty] | Header |  | 3.0 | [32 empty] | T_M_340 |  |  |  |  | 3.0 |  | CIVIL "OTHER" WORK CONSTRUCTION
[23 empty] | - | [18 empty] | T_M_341 |  |  |  | - | 274 |  | - |  |  | - | - | - | - |  |  | - | - |  | - |  | - | - | - |  | - |  | - | - | - |  | - |  | - | - | - |  | - |  | - | - | - |  | - |  | - | - | - |  | - |  | - | - | - |  | - |  | - | - | - |  | - |  | - | - | - |  | - |  | - | - | - |  | - |  | - | - | - |  | - |  | - | - | - |  | - |  | - | - | - |  | - |  | -
[7 empty] | Header |  | 3.1 | [32 empty] | T_M_342 |  | Roads | 3 | 3 | 3.1 |  | SITE CIVIL WORK (Surveying, Staking, Signs, Etc.)
| 05-00-00~~05-00-03.1003 | 503-02-00~~503-02-03.1003 | 307- | 01- | 05- | 00- | 503- | 02- | 03.1003 | Civil Other - Contractor | [18 empty] | 0 | [12 empty] | T_M_343 |  |  | 3 | 3 | 03.1003 |  | Staking & Flagging | [8 empty] | 0 | LS |  | 0 |  | 0 | 0 | LS |  | 0 |  | 0 | 0 | LS |  | 0 |  | 0 | 0 | LS |  | 0 |  | 0 | 0 | LS |  | 0 |  | 0 | 0 | LS |  | 0 |  | 0 | 0 | LS |  | 0 |  | 0 | 0 | LS |  | 0 |  | 0 | 0 | LS |  | 0 |  | 0 | 0 | LS |  | 0 |  | 0 | 0 | LS |  | 0 |  | 0 | 0 | LS |  | 0 |  | 0 | 0 | LS |  | #N/A |  | #N/A
[7 empty] | Header |  | 3.3 | [32 empty] | T_M_344 |  | Fence | 3 | 3 | 3.3 |  | PROJECT FENCING/GATES/GUARDS | [6 empty] | C
| 05-00-00~~05-00-03.3001 | 503-02-00~~503-02-03.3001 | 307- | 01- | 05- | 00- | 503- | 02- | 03.3001 | Civil Other - Contractor | [12 empty] | 15 | 2018-10-08 |  |  |  |  | 10 | [12 empty] | T_M_345 |  | Fence | 3 | 3 | 03.3001 |  | Permanent - Barb Wire Fencing | [6 empty] | C |  | 0 | Lf. | adt'l lgth | 11.7069 |  | 0 | 0 | Lf. | adt'l lgth | 11.7069 |  | 0 | 0 | Lf. | adt'l lgth | 14.0783 |  | 0 | 0 | Lf. | adt'l lgth | 14.0783 |  | 0 | 0 | Lf. | adt'l lgth | 14.0783 |  | 0 | 0 | Lf. | adt'l lgth | 11.7069 |  | 0 | 0 | Lf. | adt'l lgth | 14.0783 |  | 0 | 0 | Lf. | adt'l lgth | 14.0783 |  | 0 | 0 | Lf. | adt'l lgth | 14.0783 |  | 0 | 0 | Lf. | adt'l lgth | 14.0783 |  | 0 | 0 | Lf. | adt'l lgth | 14.0783 |  | 0 | 0 | Lf. | adt'l lgth | 14.0783 |  | 0 | 0 | Lf. | adt'l lgth | #N/A |  | #N/A
| 05-00-00~~05-00-03.3002 | 503-02-00~~503-02-03.3002 | 307- | 01- | 05- | 00- | 503- | 02- | 03.3002 | Civil Other - Contractor | [12 empty] | 25 | 2018-10-08 |  |  |  |  | 15.5 | 2018-08-20 | Increase unit cost due to tariff 301 | [6 empty] | T_A_111 |  |  |  | T_M_346 |  | Fence | 3 | 3 | 03.3002 |  | Permanent - Chain Link Fencing | [6 empty] | C |  | 91343.9428 | Lf. | 250% | 18.1458 |  | 1657505.7926 | 26133.3705 | Lf. | 0% | 18.1458 |  | 474210.0204 | 17604.3006 | Lf. | 0% | 21.8213 |  | 384149.1789 | 23036 | Lf. | 29.12% | 21.8213 |  | 502676.0612 | 23036.686 | Lf. | 29.12% | 21.8213 |  | 502691.0299 | 33744.7042 | Lf. | 29.12% | 18.1458 |  | 612323.4988 | 22731.5461 | Lf. | 29.12% | 21.8213 |  | 496032.4732 | 41038.4498 | Lf. | 130% | 21.8213 |  | 895513.3838 | 22731.5461 | Lf. | 29.12% | 21.8213 |  | 496032.4732 | 22731.5461 | Lf. | 29.12% | 21.8213 |  | 496032.4732 | 22731.5461 | Lf. | 29.12% | 21.8213 |  | 496032.4732 | 22731.5461 | Lf. | 29.12% | 21.8213 |  | 496032.4732 | #VALUE! | Lf. | 0% | #N/A |  | #N/A
| 05-00-00~~05-00-03.3003 | 503-02-00~~503-02-03.3003 | 307- | 01- | 05- | 00- | 503- | 02- | 03.3003 | Civil Other - Contractor | [12 empty] | 7 | 2018-10-08 |  |  |  |  | 4 | [12 empty] | T_M_347 |  | Fence | 3 | 3 | 03.3003 |  | Temporary - Fencing | [6 empty] | C |  | 0 | Lf. |  | 4.6828 |  | 0 | 0 | Lf. |  | 4.6828 |  | 0 | 0 | Lf. |  | 5.6313 |  | 0 | 0 | Lf. |  | 5.6313 |  | 0 | 0 | Lf. |  | 5.6313 |  | 0 | 0 | Lf. |  | 4.6828 |  | 0 | 0 | Lf. |  | 5.6313 |  | 0 | 0 | Lf. |  | 5.6313 |  | 0 | 0 | Lf. |  | 5.6313 |  | 0 | 0 | Lf. |  | 5.6313 |  | 0 | 0 | Lf. |  | 5.6313 |  | 0 | 0 | Lf. |  | 5.6313 |  | 0 | 0 | Lf. |  | #N/A |  | #N/A
| 05-00-00~~05-00-03.3004 | 503-02-00~~503-02-03.3004 | 307- | 01- | 05- | 00- | 503- | 02- | 03.3004 | Civil Other - Contractor | [12 empty] | 3000 | 2018-10-08 |  |  |  |  | 2000 | [12 empty] | T_M_348 |  | Fence | 3 | 3 | 03.3004 |  | Permanent - Gates | [6 empty] | C |  | 31 | Ea. |  | 2341.3891 |  | 72583.0632 | 9 | Ea. |  | 2341.3891 |  | 21072.5022 | 6 | Ea. |  | 2815.6549 |  | 16893.9297 | 8 | Ea. |  | 2815.6549 |  | 22525.2395 | 8 | Ea. |  | 2815.6549 |  | 22525.2395 | 12 | Ea. |  | 2341.3891 |  | 28096.6696 | 8 | Ea. |  | 2815.6549 |  | 22525.2395 | 14 | Ea. |  | 2815.6549 |  | 39419.1692 | 8 | Ea. |  | 2815.6549 |  | 22525.2395 | 8 | Ea. |  | 2815.6549 |  | 22525.2395 | 8 | Ea. |  | 2815.6549 |  | 22525.2395 | 8 | Ea. |  | 2815.6549 |  | 22525.2395 | #VALUE! | Ea. |  | #N/A |  | #N/A
| 05-00-00~~05-00-03.3006 | 503-02-00~~503-02-03.3006 | 307- | 01- | 05- | 00- | 503- | 02- | 03.3006 | Civil Other - Contractor | [12 empty] | 0 | 2018-10-08 |  |  |  |  | 0 | [12 empty] | T_M_349 |  | Fence | 3 | 3 | 03.3006 |  | Permanent- Ornamental Fence | [6 empty] | C |  | 0 | Lf. |  | 0 |  | 0 | 0 | Lf. |  | 0 |  | 0 | 0 | Lf. |  | 0 |  | 0 | 0 | Lf. |  | 0 |  | 0 | 0 | Lf. |  | 0 |  | 0 | 0 | Lf. |  | 0 |  | 0 | 0 | Lf. |  | 0 |  | 0 | 0 | Lf. |  | 0 |  | 0 | 0 | Lf. |  | 0 |  | 0 | 0 | Lf. |  | 0 |  | 0 | 0 | Lf. |  | 0 |  | 0 | 0 | Lf. |  | 0 |  | 0 | 0 | Lf. |  | #N/A |  | #N/A
| 05-00-00~~05-00-03.3007 | 503-02-00~~503-02-03.3007 | 307- | 01- | 05- | 00- | 503- | 02- | 03.3007 | Civil Other - Contractor | [12 empty] | 0 | 2018-10-08 |  |  |  |  | 0 | [12 empty] | T_M_350 |  | Fence | 3 | 3 | 03.3007 |  | Permanent- Ornamental Fence Gates | [6 empty] | C |  | 0 | Lf. |  | 0 |  | 0 | 0 | Lf. |  | 0 |  | 0 | 0 | Lf. |  | 0 |  | 0 | 0 | Lf. |  | 0 |  | 0 | 0 | Lf. |  | 0 |  | 0 | 0 | Lf. |  | 0 |  | 0 | 0 | Lf. |  | 0 |  | 0 | 0 | Lf. |  | 0 |  | 0 | 0 | Lf. |  | 0 |  | 0 | 0 | Lf. |  | 0 |  | 0 | 0 | Lf. |  | 0 |  | 0 | 0 | Lf. |  | 0 |  | 0 | 0 | Lf. |  | #N/A |  | #N/A
| 05-00-00~~05-00-03.3008 | 503-02-00~~503-02-03.3008 | 307- | 01- | 05- | 00- | 503- | 02- | 03.3008 | Civil Other - Contractor | [12 empty] | 12 | 2018-10-08 |  |  |  |  | 7 | [8 empty] | T_A_741 |  |  |  | T_M_351 |  | Fence | 3 | 3 | 03.3008 |  | Environmental- Tortoise Fencing | [6 empty] | C |  | 0 | Lf. | No | 8.1949 |  | 0 | 0 | Lf. | No | 8.1949 |  | 0 | 0 | Lf. | No | 9.8548 |  | 0 | 0 | Lf. | No | 9.8548 |  | 0 | 0 | Lf. | No | 9.8548 |  | 0 | 0 | Lf. | No | 8.1949 |  | 0 | 0 | Lf. | No | 9.8548 |  | 0 | 0 | Lf. | No | 9.8548 |  | 0 | 0 | Lf. | No | 9.8548 |  | 0 | 0 | Lf. | No | 9.8548 |  | 0 | 0 | Lf. | No | 9.8548 |  | 0 | 0 | Lf. | No | 9.8548 |  | 0 | 0 | Lf. |  | #N/A |  | #N/A
[7 empty] | Header |  | 3.4 | [13 empty] | 2000 | 2018-10-08 | [17 empty] | T_M_352 |  | Crossing | 3 | 3 | 3.4 |  | CROSSINGS
| 05-00-00~~05-00-03.4101 | 503-02-00~~503-02-03.4101 | 307- | 01- | 05- | 00- | 503- | 02- | 03.4101 | Civil Other - Contractor | [12 empty] | 9000 | [5 empty] | 6000 | [12 empty] | T_M_353 |  | Crossing | 3 | 3 | 03.4101 |  | Road: Pipeline Crossings | [6 empty] | C |  | 0 | Ea. |  | 7024.1674 |  | 0 | 0 | Ea. |  | 7024.1674 |  | 0 | 0 | Ea. |  | 8446.9648 |  | 0 | 1 | Ea. |  | 8446.9648 |  | 8446.9648 | 1 | Ea. |  | 8446.9648 |  | 8446.9648 | 1 | Ea. |  | 7024.1674 |  | 7024.1674 | 1 | Ea. |  | 8446.9648 |  | 8446.9648 | 1 | Ea. |  | 8446.9648 |  | 8446.9648 | 1 | Ea. |  | 8446.9648 |  | 8446.9648 | 1 | Ea. |  | 8446.9648 |  | 8446.9648 | 1 | Ea. |  | 8446.9648 |  | 8446.9648 | 1 | Ea. |  | 8446.9648 |  | 8446.9648 | 0 | Ea. |  | #N/A |  | #N/A
| 05-00-00~~05-00-03.4102 | 503-02-00~~503-02-03.4102 | 307- | 01- | 05- | 00- | 503- | 02- | 03.4102 | Civil Other - Contractor | [12 empty] | 16000 | [5 empty] | 12000 | [6 empty] | T_A_111 | [5 empty] | T_M_354 |  | Crossing | 3 | 3 | 03.4102 |  | Road: Through Creek, Rivers or Wetlands | [6 empty] | C |  | 12 | Ea. |  | 14048.3348 |  | 168580.0177 | 2 | Ea. |  | 14048.3348 |  | 28096.6696 | 2 | Ea. |  | 16893.9297 |  | 33787.8593 | 0 | Ea. |  | 16893.9297 |  | 0 | 0 | Ea. |  | 16893.9297 |  | 0 | 0 | Ea. |  | 14048.3348 |  | 0 | 0 | Ea. |  | 16893.9297 |  | 0 | 0 | Ea. |  | 16893.9297 |  | 0 | 0 | Ea. |  | 16893.9297 |  | 0 | 0 | Ea. |  | 16893.9297 |  | 0 | 0 | Ea. |  | 16893.9297 |  | 0 | 0 | Ea. |  | 16893.9297 |  | 0 | 0 | Ea. |  | #N/A |  | #N/A
| 05-00-00~~05-00-03.4103 | 503-02-00~~503-02-03.4103 | 307- | 01- | 05- | 00- | 503- | 02- | 03.4103 | Civil Other - Contractor | [12 empty] | 30000 | [5 empty] | 20000 | [12 empty] | T_M_355 |  | Crossing | 3 | 3 | 03.4103 |  | Road: Over R.R. Tracks | [6 empty] | C |  | 0 | Ea. |  | 23413.8913 |  | 0 | 0 | Ea. |  | 23413.8913 |  | 0 | 0 | Ea. |  | 28156.5494 |  | 0 | 4 | Ea. |  | 28156.5494 |  | 112626.1977 | 4 | Ea. |  | 28156.5494 |  | 112626.1977 | 4 | Ea. |  | 23413.8913 |  | 93655.5654 | 4 | Ea. |  | 28156.5494 |  | 112626.1977 | 4 | Ea. |  | 28156.5494 |  | 112626.1977 | 4 | Ea. |  | 28156.5494 |  | 112626.1977 | 4 | Ea. |  | 28156.5494 |  | 112626.1977 | 4 | Ea. |  | 28156.5494 |  | 112626.1977 | 4 | Ea. |  | 28156.5494 |  | 112626.1977 | 0 | Ea. |  | #N/A |  | #N/A
| 05-00-00~~05-00-03.4104 | 503-02-00~~503-02-03.4104 | 307- | 01- | 05- | 00- | 503- | 02- | 03.4104 | Civil Other - Contractor | [12 empty] | 140000 | [5 empty] | 100000 | [12 empty] | T_M_356 |  | Crossing | 3 | 3 | 03.4104 |  | Existing Bridges (Inspect, Reinforce, Improve) | [6 empty] | C |  | 0 | Ea. |  | 117069.4567 |  | 0 | 0 | Ea. |  | 117069.4567 |  | 0 | 0 | Ea. |  | 140782.7471 |  | 0 | 0 | Ea. |  | 140782.7471 |  | 0 | 0 | Ea. |  | 140782.7471 |  | 0 | 0 | Ea. |  | 117069.4567 |  | 0 | 0 | Ea. |  | 140782.7471 |  | 0 | 0 | Ea. |  | 140782.7471 |  | 0 | 0 | Ea. |  | 140782.7471 |  | 0 | 0 | Ea. |  | 140782.7471 |  | 0 | 0 | Ea. |  | 140782.7471 |  | 0 | 0 | Ea. |  | 140782.7471 |  | 0 | 0 | Ea. |  | #N/A |  | #N/A
| 05-00-00~~05-00-03.4105 | 503-02-00~~503-02-03.4105 | 307- | 01- | 05- | 00- | 503- | 02- | 03.4105 | Civil Other - Contractor | [12 empty] | 70 | 2018-10-08 |  |  |  |  | 31 | [6 empty] | T_A_111 | [5 empty] | T_M_357 |  | Crossing | 3 | 3 | 03.4105 |  | Road: New Road Culverts (30" dia. and Smaller) | [6 empty] | C |  | 1000 | Lf. |  | 36.2915 |  | 36291.5316 | 250 | Lf. |  | 36.2915 |  | 9072.8829 | 250 | Lf. |  | 43.6427 |  | 10910.6629 | 375 | Lf. |  | 43.6427 |  | 16365.9944 | 375 | Lf. |  | 43.6427 |  | 16365.9944 | 375 | Lf. |  | 36.2915 |  | 13609.3243 | 375 | Lf. |  | 43.6427 |  | 16365.9944 | 375 | Lf. |  | 43.6427 |  | 16365.9944 | 375 | Lf. |  | 43.6427 |  | 16365.9944 | 375 | Lf. |  | 43.6427 |  | 16365.9944 | 375 | Lf. |  | 43.6427 |  | 16365.9944 | 375 | Lf. |  | 43.6427 |  | 16365.9944 | 0 | Lf. |  | #N/A |  | #N/A
| 05-00-00~~05-00-03.4106 | 503-02-00~~503-02-03.4106 | 307- | 01- | 05- | 00- | 503- | 02- | 03.4106 | Civil Other - Contractor | [12 empty] | 150 | 2018-10-08 |  |  |  |  | 80 | [12 empty] | T_M_358 |  | Crossing | 3 | 3 | 03.4106 |  | Road: New Road Culverts (36" dia. and Larger) | [6 empty] | C |  | 0 | Lf. |  | 93.6556 |  | 0 | 0 | Lf. |  | 93.6556 |  | 0 | 0 | Lf. |  | 112.6262 |  | 0 | 0 | Lf. |  | 112.6262 |  | 0 | 0 | Lf. |  | 112.6262 |  | 0 | 0 | Lf. |  | 93.6556 |  | 0 | 0 | Lf. |  | 112.6262 |  | 0 | 0 | Lf. |  | 112.6262 |  | 0 | 0 | Lf. |  | 112.6262 |  | 0 | 0 | Lf. |  | 112.6262 |  | 0 | 0 | Lf. |  | 112.6262 |  | 0 | 0 | Lf. |  | 112.6262 |  | 0 | 0 | Lf. |  | #N/A |  | #N/A
[7 empty] | Header |  | 3.5 | [32 empty] | T_M_359 |  | Temp | 3 | 3 | 3.5 |  | SITE AREAS (Setup & Restoration) | [6 empty] | C |  |  |  | Gravel Thickness (in.) | [5 empty] | Gravel Thickness (in.) | [5 empty] | Gravel Thickness (in.) | [5 empty] | Gravel Thickness (in.) | [5 empty] | Gravel Thickness (in.) | [5 empty] | Gravel Thickness (in.) | [5 empty] | Gravel Thickness (in.) | [5 empty] | Gravel Thickness (in.) | [5 empty] | Gravel Thickness (in.) | [5 empty] | Gravel Thickness (in.) | [5 empty] | Gravel Thickness (in.) | [5 empty] | Gravel Thickness (in.) | [5 empty] | Gravel Thickness (in.)
[42 empty] | T_M_360 |  | Temp | 3 | 3 | 293 |  | CLEAR/LEVEL/PREP/SETUP THE AREAS FOR: | [6 empty] | C
| 05-00-00~~05-00-03.5101 | 503-02-00~~503-02-03.5101 | 307- | 01- | 05- | 00- | 503- | 02- | 03.5101 | Civil Other - Contractor | [12 empty] | Formula | 2015-05-22 | No Recommended Change |  |  |  | Formula |  | Formula Driven From Roads | [10 empty] | T_M_361 |  | Temp | 3 | 3 | 03.5101 |  | Clear/Prep Surfaced Parking/Trailer/Laydown | [6 empty] | C |  | 4.64 | Ac. | 6 | 46802.4957 |  | 217163.58 | 4.64 | Ac. | 4 | 32083.0667 |  | 148865.4296 | 4 | Ac. | 4 | 38581.7308 |  | 154326.9234 | 4 | Ac. | 6 | 56282.6898 |  | 225130.7591 | 4 | Ac. | 6 | 56282.6898 |  | 225130.7591 | 4.64 | Ac. | 6 | 46802.4957 |  | 217163.58 | 4 | Ac. | 6 | 56282.6898 |  | 225130.7591 | 4 | Ac. | 6 | 56282.6898 |  | 225130.7591 | 4 | Ac. | 6 | 56282.6898 |  | 225130.7591 | 4 | Ac. | 6 | 56282.6898 |  | 225130.7591 | 4 | Ac. | 6 | 56282.6898 |  | 225130.7591 | 4 | Ac. | 6 | 56282.6898 |  | 225130.7591 | #VALUE! | Ac. | 6 | #N/A |  | #N/A
| 05-00-00~~05-00-03.5102 | 503-02-00~~503-02-03.5102 | 307- | 01- | 05- | 00- | 503- | 02- | 03.5102 | Civil Other - Contractor | [31 empty] | T_M_362 |  | Temp | 3 | 3 | 03.5102 |  | Clear/Prep Unsurfaced Parking/Trailer/Laydown | [6 empty] | C |  | 4.64 | Ac. | 0 | 11332.3234 |  | 52581.9806 | 4.64 | Ac. | 0 | 11332.3234 |  | 52581.9806 | 4 | Ac. | 0 | 13627.7699 |  | 54511.0797 | 4 | Ac. | 0 | 13627.7699 |  | 54511.0797 | 4 | Ac. | 0 | 13627.7699 |  | 54511.0797 | 4.64 | Ac. | 0 | 11332.3234 |  | 52581.9806 | 4 | Ac. | 0 | 13627.7699 |  | 54511.0797 | 4 | Ac. | 0 | 13627.7699 |  | 54511.0797 | 4 | Ac. | 0 | 13627.7699 |  | 54511.0797 | 4 | Ac. | 0 | 13627.7699 |  | 54511.0797 | 4 | Ac. | 0 | 13627.7699 |  | 54511.0797 | 4 | Ac. | 0 | 13627.7699 |  | 54511.0797 | #VALUE! | Ac. | 0 | #N/A |  | #N/A
[7 empty] | Header |  | 3.53 | [32 empty] | T_M_363 |  | Temp | 3 | 3 | 3.53 |  | RECLAIM, RESTORE & REVEGETATION FOR AREAS: | [6 empty] | C
| 05-00-00~~05-00-03.5301 | 503-02-00~~503-02-03.5301 | 307- | 01- | 05- | 00- | 503- | 02- | 03.5301 | Civil Other - Contractor | [12 empty] | Formula | 2015-05-22 |  | [Formula] |  |  | Formula |  | Formula Driven From Restore Roads | [10 empty] | T_M_364 |  | Temp | 3 | 3 | 03.5301 |  | Reclaim Restore, Revegetate Surfaced Areas | [6 empty] | C |  | 4.64 | Ac. |  | 6472.8284 |  | 30033.9237 | 4.64 | Ac. |  | 6203.9395 |  | 28786.2792 | 4 | Ac. |  | 7351.6627 |  | 29406.651 | 4 | Ac. |  | 7620.5516 |  | 30482.2065 | 4 | Ac. |  | 7620.5516 |  | 30482.2065 | 4.64 | Ac. |  | 6472.8284 |  | 30033.9237 | 4 | Ac. |  | 7620.5516 |  | 30482.2065 | 4 | Ac. |  | 7620.5516 |  | 30482.2065 | 4 | Ac. |  | 7620.5516 |  | 30482.2065 | 4 | Ac. |  | 7620.5516 |  | 30482.2065 | 4 | Ac. |  | 7620.5516 |  | 30482.2065 | 4 | Ac. |  | 7620.5516 |  | 30482.2065 | #VALUE! | Ac. |  | #N/A |  | #N/A
| 05-00-00~~05-00-03.5302 | 503-02-00~~503-02-03.5302 | 307- | 01- | 05- | 00- | 503- | 02- | 03.5302 | Civil Other - Contractor | [12 empty] | Formula | 2015-05-22 |  | [Formula] |  |  | Formula |  | Formula Driven From Restore Roads | [10 empty] | T_M_365 |  | Temp | 3 | 3 | 03.5302 |  | Reclaim Restore, Revegetate Unsurfaced Areas | [6 empty] | C |  | 4.64 | Ac. |  | 5666.1617 |  | 26290.9903 | 4.64 | Ac. |  | 5666.1617 |  | 26290.9903 | 4 | Ac. |  | 6813.885 |  | 27255.5398 | 4 | Ac. |  | 6813.885 |  | 27255.5398 | 4 | Ac. |  | 6813.885 |  | 27255.5398 | 4.64 | Ac. |  | 5666.1617 |  | 26290.9903 | 4 | Ac. |  | 6813.885 |  | 27255.5398 | 4 | Ac. |  | 6813.885 |  | 27255.5398 | 4 | Ac. |  | 6813.885 |  | 27255.5398 | 4 | Ac. |  | 6813.885 |  | 27255.5398 | 4 | Ac. |  | 6813.885 |  | 27255.5398 | 4 | Ac. |  | 6813.885 |  | 27255.5398 | #VALUE! | Ac. |  | #N/A |  | #N/A
[7 empty] | Header |  | 3.55 | [32 empty] | T_M_366 |  | Seeding | 3 | 3 | 3.55 |  | PV ARRAY RESTORATION: | [6 empty] | C
| 05-00-00~~05-00-03.5501 | 503-02-00~~503-02-03.5501 | 307- | 01- | 05- | 00- | 503- | 02- | 03.5501 | SWPPP - Contractor | [12 empty] | 2000 | 2018-10-08 |  |  |  |  | 0 | [12 empty] | T_M_367 |  | Seeding | 3 | 3 | 03.5501 |  | Temporary Seeding | [6 empty] | C |  | 0 | Ac. |  | 0 |  | 0 | 0 | Ac. |  | 0 |  | 0 | 0 | Ac. |  | 0 |  | 0 | 0 | Ac. |  | 0 |  | 0 | 0 | Ac. |  | 0 |  | 0 | 0 | Ac. |  | 0 |  | 0 | 0 | Ac. |  | 0 |  | 0 | 0 | Ac. |  | 0 |  | 0 | 0 | Ac. |  | 0 |  | 0 | 0 | Ac. |  | 0 |  | 0 | 0 | Ac. |  | 0 |  | 0 | 0 | Ac. |  | 0 |  | 0 | 0 | Ac. |  | #N/A |  | #N/A
| 05-00-00~~05-00-03.5502 | 503-02-00~~503-02-03.5502 | 307- | 01- | 05- | 00- | 503- | 02- | 03.5502 | SWPPP - Contractor | [12 empty] | 2500 | 2018-10-08 |  |  |  |  | 304 | [8 empty] | T_A_110 |  |  |  | T_M_368 |  | Seeding | 3 | 3 | 03.5502 |  | Permanent Seeding, Hydro | [6 empty] | C |  | 244.3171 | Ac. | 25% | 355.8911 |  | 86950.2876 | 244.9747 | Ac. | 25% | 355.8911 |  | 87184.3342 | 111.165 | Ac. | 25% | 427.9796 |  | 47576.3355 | 456.6507 | Ac. | 100% | 427.9796 |  | 195437.1714 | 456.6779 | Ac. | 100% | 427.9796 |  | 195448.811 | 979.8989 | Ac. | 100% | 355.8911 |  | 348737.3369 | 444.6599 | Ac. | 100% | 427.9796 |  | 190305.342 | 456.6779 | Ac. | 100% | 427.9796 |  | 195448.811 | 444.6599 | Ac. | 100% | 427.9796 |  | 190305.342 | 444.6599 | Ac. | 100% | 427.9796 |  | 190305.342 | 444.6599 | Ac. | 100% | 427.9796 |  | 190305.342 | 444.6599 | Ac. | 100% | 427.9796 |  | 190305.342 | #VALUE! | Ac. | 0% | #N/A |  | #N/A
| 05-00-00~~05-00-03.5503 | 503-02-00~~503-02-03.5503 | 307- | 01- | 05- | 00- | 503- | 02- | 03.5503 | SWPPP - Contractor | [12 empty] | 20000 | 2018-10-08 |  |  |  |  | 10000 | [12 empty] | T_M_369 |  | Seeding | 3 | 3 | 03.5503 |  | Sod | [6 empty] | C |  | 0 | Ac. | 0% | 11706.9457 |  | 0 | 0 | Ac. | 0% | 11706.9457 |  | 0 | 0 | Ac. | 0% | 14078.2747 |  | 0 | 0 | Ac. | 0% | 14078.2747 |  | 0 | 0 | Ac. | 0% | 14078.2747 |  | 0 | 0 | Ac. | 0% | 11706.9457 |  | 0 | 0 | Ac. | 0% | 14078.2747 |  | 0 | 0 | Ac. | 0% | 14078.2747 |  | 0 | 0 | Ac. | 0% | 14078.2747 |  | 0 | 0 | Ac. | 0% | 14078.2747 |  | 0 | 0 | Ac. | 0% | 14078.2747 |  | 0 | 0 | Ac. | 0% | 14078.2747 |  | 0 | #VALUE! | Ac. | 0% | #N/A |  | #N/A
| 05-00-00~~05-00-03.5504 | 503-02-00~~503-02-03.5504 | 307- | 01- | 05- | 00- | 503- | 02- | 03.5504 | SWPPP - Contractor | [12 empty] | 20000 | 2018-10-08 |  |  |  |  | 10000 | [12 empty] | T_M_370 |  | Seeding | 3 | 3 | 03.5504 |  | Stone Cover | [6 empty] | C |  | 0 | Ac. | 0% | 11706.9457 |  | 0 | 0 | Ac. | 0% | 11706.9457 |  | 0 | 0 | Ac. | 0% | 14078.2747 |  | 0 | 0 | Ac. | 0% | 14078.2747 |  | 0 | 0 | Ac. | 0% | 14078.2747 |  | 0 | 0 | Ac. | 0% | 11706.9457 |  | 0 | 0 | Ac. | 0% | 14078.2747 |  | 0 | 0 | Ac. | 0% | 14078.2747 |  | 0 | 0 | Ac. | 0% | 14078.2747 |  | 0 | 0 | Ac. | 0% | 14078.2747 |  | 0 | 0 | Ac. | 0% | 14078.2747 |  | 0 | 0 | Ac. | 0% | 14078.2747 |  | 0 | #VALUE! | Ac. | 0% | #N/A |  | #N/A
[7 empty] | Header |  | 3.6 | [32 empty] | T_M_371 |  | EC | 3 | 3 | 3.6 |  | EROSION CONTROL ITEMS | [6 empty] | C
| 05-00-00~~05-00-03.6001 | 503-02-00~~503-02-03.6001 | 307- | 01- | 05- | 00- | 503- | 02- | 03.6001 | SWPPP - Contractor | [12 empty] | 20000 | 2018-10-08 |  |  |  |  | 12000 | [12 empty] | T_M_372 |  | EC | 3 | 3 | 03.6001 |  | SWPPP Package Development by EPC | [6 empty] | C |  | 0 | Lot |  | 14048.3348 |  | 0 | 0 | Lot |  | 14048.3348 |  | 0 | 0 | Lot |  | 16893.9297 |  | 0 | 0 | Lot |  | 16893.9297 |  | 0 | 0 | Lot |  | 16893.9297 |  | 0 | 0 | Lot |  | 14048.3348 |  | 0 | 0 | Lot |  | 16893.9297 |  | 0 | 0 | Lot |  | 16893.9297 |  | 0 | 0 | Lot |  | 16893.9297 |  | 0 | 0 | Lot |  | 16893.9297 |  | 0 | 0 | Lot |  | 16893.9297 |  | 0 | 0 | Lot |  | 16893.9297 |  | 0 | 0 | Lot |  | #N/A |  | #N/A
| 05-00-00~~05-00-03.6002 | 503-02-00~~503-02-03.6002 | 307- | 01- | 05- | 00- | 503- | 02- | 03.6002 | SWPPP - Contractor | [12 empty] | 35000 | 2018-10-08 |  |  |  |  | 10000 | Updated 7/10/14 | [11 empty] | T_M_373 |  | EC | 3 | 3 | 03.6002 |  | Implementation of Owners SWPPP package | [6 empty] | C |  | 1 | Lot |  | 11706.9457 |  | 11706.9457 | 1 | Lot |  | 11706.9457 |  | 11706.9457 | 1 | Lot |  | 14078.2747 |  | 14078.2747 | 1 | Lot |  | 14078.2747 |  | 14078.2747 | 1 | Lot |  | 14078.2747 |  | 14078.2747 | 1 | Lot |  | 11706.9457 |  | 11706.9457 | 1 | Lot |  | 14078.2747 |  | 14078.2747 | 1 | Lot |  | 14078.2747 |  | 14078.2747 | 1 | Lot |  | 14078.2747 |  | 14078.2747 | 1 | Lot |  | 14078.2747 |  | 14078.2747 | 1 | Lot |  | 14078.2747 |  | 14078.2747 | 1 | Lot |  | 14078.2747 |  | 14078.2747 | 1 | Lot |  | #N/A |  | #N/A
| 05-00-00~~05-00-03.6003 | 503-02-00~~503-02-03.6003 | 307- | 01- | 05- | 00- | 503- | 02- | 03.6003 | SWPPP - Contractor | [12 empty] | 90 | 2018-10-08 |  |  |  |  | 60 | [6 empty] | T_A_110 | [5 empty] | T_M_374 |  | Storm | 3 | 3 | 03.6003 |  | Rip Rap for Erosion Control | [6 empty] | C |  | 1000 | Cy |  | 70.2417 |  | 70241.674 | 0 | Cy |  | 70.2417 |  | 0 | 0 | Cy |  | 84.4696 |  | 0 | 0 | Cy |  | 84.4696 |  | 0 | 0 | Cy |  | 84.4696 |  | 0 | 0 | Cy |  | 70.2417 |  | 0 | 0 | Cy |  | 84.4696 |  | 0 | 0 | Cy |  | 84.4696 |  | 0 | 0 | Cy |  | 84.4696 |  | 0 | 0 | Cy |  | 84.4696 |  | 0 | 0 | Cy |  | 84.4696 |  | 0 | 0 | Cy |  | 84.4696 |  | 0 | 0 | Cy |  | #N/A |  | #N/A
| 05-00-00~~05-00-03.6004 | 503-02-00~~503-02-03.6004 | 307- | 01- | 05- | 00- | 503- | 02- | 03.6004 | SWPPP - Contractor | [12 empty] | 25 | 2018-10-08 |  |  |  |  | 15 | [6 empty] | T_A_110 | [5 empty] | T_M_375 |  | EC | 3 | 3 | 03.6004 |  | Furnish & Install Hay or Straw Bales | [6 empty] | C |  | 2000 | Ea. |  | 17.5604 |  | 35120.837 | 0 | Ea. |  | 17.5604 |  | 0 | 0 | Ea. |  | 21.1174 |  | 0 | 0 | Ea. |  | 21.1174 |  | 0 | 0 | Ea. |  | 21.1174 |  | 0 | 0 | Ea. |  | 17.5604 |  | 0 | 0 | Ea. |  | 21.1174 |  | 0 | 0 | Ea. |  | 21.1174 |  | 0 | 0 | Ea. |  | 21.1174 |  | 0 | 0 | Ea. |  | 21.1174 |  | 0 | 0 | Ea. |  | 21.1174 |  | 0 | 0 | Ea. |  | 21.1174 |  | 0 | 0 | Ea. |  | #N/A |  | #N/A
| 05-00-00~~05-00-03.6005 | 503-02-00~~503-02-03.6005 | 307- | 01- | 05- | 00- | 503- | 02- | 03.6005 | SWPPP - Contractor | [12 empty] | 5 | 2018-10-08 |  |  |  |  | 3 |  | Revised July 2012 |  |  |  |  | T_A_110 | [5 empty] | T_M_376 |  | EC | 3 | 3 | 03.6005 |  | Furnish & Install Straw Wattles | [6 empty] | C |  | 4000 | Lf. |  | 3.5121 |  | 14048.3348 | 0 | Lf. |  | 3.5121 |  | 0 | 0 | Lf. |  | 4.2235 |  | 0 | 0 | Lf. |  | 4.2235 |  | 0 | 0 | Lf. |  | 4.2235 |  | 0 | 0 | Lf. |  | 3.5121 |  | 0 | 0 | Lf. |  | 4.2235 |  | 0 | 0 | Lf. |  | 4.2235 |  | 0 | 0 | Lf. |  | 4.2235 |  | 0 | 0 | Lf. |  | 4.2235 |  | 0 | 0 | Lf. |  | 4.2235 |  | 0 | 0 | Lf. |  | 4.2235 |  | 0 | 0 | Lf. |  | #N/A |  | #N/A
| 05-00-00~~05-00-03.6006 | 503-02-00~~503-02-03.6006 | 307- | 01- | 05- | 00- | 503- | 02- | 03.6006 | SWPPP - Contractor | [12 empty] | 2000 | 2018-10-08 |  |  |  |  | 1200 | [6 empty] | T_A_110 | [5 empty] | T_M_377 |  | EC | 3 | 3 | 03.6006 |  | Furnish & Install Sediment Traps | [6 empty] | C |  | 20 | Ea. |  | 1404.8335 |  | 28096.6696 | 0 | Ea. |  | 1404.8335 |  | 0 | 0 | Ea. |  | 1689.393 |  | 0 | 0 | Ea. |  | 1689.393 |  | 0 | 0 | Ea. |  | 1689.393 |  | 0 | 0 | Ea. |  | 1404.8335 |  | 0 | 0 | Ea. |  | 1689.393 |  | 0 | 0 | Ea. |  | 1689.393 |  | 0 | 0 | Ea. |  | 1689.393 |  | 0 | 0 | Ea. |  | 1689.393 |  | 0 | 0 | Ea. |  | 1689.393 |  | 0 | 0 | Ea. |  | 1689.393 |  | 0 | 0 | Ea. |  | #N/A |  | #N/A
| 05-00-00~~05-00-03.6007 | 503-02-00~~503-02-03.6007 | 307- | 01- | 05- | 00- | 503- | 02- | 03.6007 | SWPPP - Contractor | [12 empty] | 5 | 2018-10-08 |  |  |  |  | 2.5 | [12 empty] | T_M_378 |  | EC | 3 | 3 | 03.6007 |  | Silt Fencing |  |  |  | Entire Site Perimeter |  |  | C |  | 91343.9428 | Lf. |  | 2.9267 |  | 267339.644 | 26133.3705 | Lf. |  | 2.9267 |  | 76485.4872 | 17604.3006 | Lf. |  | 3.5196 |  | 61959.545 | 23036 | Lf. |  | 3.5196 |  | 81076.7841 | 23036.686 | Lf. |  | 3.5196 |  | 81079.1984 | 33744.7042 | Lf. |  | 2.9267 |  | 98761.8546 | 22731.5461 | Lf. |  | 3.5196 |  | 80005.2376 | 41038.4498 | Lf. |  | 3.5196 |  | 144437.6425 | 22731.5461 | Lf. |  | 3.5196 |  | 80005.2376 | 22731.5461 | Lf. |  | 3.5196 |  | 80005.2376 | 22731.5461 | Lf. |  | 3.5196 |  | 80005.2376 | 22731.5461 | Lf. |  | 3.5196 |  | 80005.2376 | #VALUE! | Lf. |  | #N/A |  | #N/A
| 05-00-00~~05-00-03.6008 | 503-02-00~~503-02-03.6008 | 307- | 01- | 05- | 00- | 503- | 02- | 03.6008 | SWPPP - Contractor | [12 empty] | 2000 | 2018-10-08 |  |  |  |  | 1000 |  | Revised to $1,000 per pcu | [10 empty] | T_M_379 |  | EC | 3 | 3 | 03.6008 |  | Erosion Control Maintenance | [6 empty] | C |  | 1 | Lot |  | 67900.2849 |  | 67900.2849 | 1 | Lot |  | 67900.2849 |  | 67900.2849 | 1 | Lot |  | 32380.0318 |  | 32380.0318 | 1 | Lot |  | 32380.0318 |  | 32380.0318 | 1 | Lot |  | 32380.0318 |  | 32380.0318 | 1 | Lot |  | 67900.2849 |  | 67900.2849 | 1 | Lot |  | 32380.0318 |  | 32380.0318 | 1 | Lot |  | 30972.2044 |  | 30972.2044 | 1 | Lot |  | 32380.0318 |  | 32380.0318 | 1 | Lot |  | 30972.2044 |  | 30972.2044 | 1 | Lot |  | 32380.0318 |  | 32380.0318 | 1 | Lot |  | 30972.2044 |  | 30972.2044 | 1 | Lot |  | #N/A |  | #N/A
| 05-00-00~~05-00-03.6009 | 503-02-00~~503-02-03.6009 | 307- | 01- | 05- | 00- | 503- | 02- | 03.6009 | SWPPP - Contractor | [12 empty] | 9 | 2018-10-08 |  |  |  |  | 4.5 | [8 empty] | T_A_109 |  |  |  | T_M_380 |  | Storm | 3 | 3 | 03.6009 |  | Detention/Retention Basin |  |  | assume 2.5 Ac. (4'deep@ 4.5 / CY) ac. Per 100 Ac. Of site area |  |  |  | C |  | 0 | CY | No | 5.2681 |  | 0 | 0 | CY | No | 5.2681 |  | 0 | 0 | CY | No | 6.3352 |  | 0 | 73672.9833 | CY | Yes | 6.3352 |  | 466734.8239 | 73677.371 | CY | Yes | 6.3352 |  | 466762.6211 | 158090.3522 | CY | Yes | 5.2681 |  | 832839.8243 | 71738.4629 | CY | Yes | 6.3352 |  | 454479.2049 | 73677.371 | CY | Yes | 6.3352 |  | 466762.6211 | 71738.4629 | CY | Yes | 6.3352 |  | 454479.2049 | 71738.4629 | CY | Yes | 6.3352 |  | 454479.2049 | 71738.4629 | CY | Yes | 6.3352 |  | 454479.2049 | 71738.4629 | CY | Yes | 6.3352 |  | 454479.2049 | 0 | CY | No | #N/A |  | #N/A
| 05-00-00~~05-00-03.6010 | 503-02-00~~503-02-03.6010 | 307- | 01- | 05- | 00- | 503- | 02- | 03.6010 | SWPPP - Contractor | [12 empty] | 150 | 2018-10-08 |  |  |  |  | 35 | [6 empty] | T_A_109 | [5 empty] | T_M_381 |  | Storm | 3 | 3 | 03.6010 |  | Drainage Pipe Size 1 |  |  | assume 200 Lf Per 100 Ac. Of site area |  |  |  | C |  | 1954.5367 | Lf. | Yes | 40.9743 |  | 80085.7912 | 1959.7978 | Lf. | Yes | 40.9743 |  | 80301.3605 | 889.3198 | Lf. | Yes | 49.274 |  | 43820.309 | 0 | Lf. | No | 49.274 |  | 0 | 0 | Lf. | No | 49.274 |  | 0 | 0 | Lf. | No | 40.9743 |  | 0 | 0 | Lf. | No | 49.274 |  | 0 | 0 | Lf. | No | 49.274 |  | 0 | 0 | Lf. | No | 49.274 |  | 0 | 0 | Lf. | No | 49.274 |  | 0 | 0 | Lf. | No | 49.274 |  | 0 | 0 | Lf. | No | 49.274 |  | 0 | 0 | Lf. | No | #N/A |  | #N/A
| 05-00-00~~05-00-03.6011 | 503-02-00~~503-02-03.6011 | 307- | 01- | 05- | 00- | 503- | 02- | 03.6011 | SWPPP - Contractor | [12 empty] | 450 | 2018-10-08 |  |  |  |  | 52 | [6 empty] | T_A_109 |  | T_A_109 |  |  |  | T_M_382 |  | Storm | 3 | 3 | 03.6011 |  | Drainage Pipe Size 2 |  |  | assume 100 Lf Per 100 Ac. Of site area |  |  |  | C |  | 0 | Lf. | No | 60.8761 |  | 0 | 0 | Lf. | No | 60.8761 |  | 0 | 0 | Lf. | No | 73.207 |  | 0 | 0 | Lf. | No | 73.207 |  | 0 | 0 | Lf. | No | 73.207 |  | 0 | 0 | Lf. | No | 60.8761 |  | 0 | 0 | Lf. | No | 73.207 |  | 0 | 0 | Lf. | No | 73.207 |  | 0 | 0 | Lf. | No | 73.207 |  | 0 | 0 | Lf. | No | 73.207 |  | 0 | 0 | Lf. | No | 73.207 |  | 0 | 0 | Lf. | No | 73.207 |  | 0 | 0 | Lf. | No | #N/A |  | #N/A
| 05-00-00~~05-00-03.6012 | 503-02-00~~503-02-03.6012 | 307- | 01- | 05- | 00- | 503- | 02- | 03.6012 | SWPPP - Contractor | [12 empty] | 500 | 2018-10-08 |  |  |  |  | 75 | [8 empty] | T_A_109 |  |  |  | T_M_383 |  | Storm | 3 | 3 | 03.6012 |  | Drainage Pipe Size 3 |  |  | assume 50 Lf Per 100 Ac. Of site area |  |  |  | C |  | 0 | Lf. | No | 87.8021 |  | 0 | 0 | Lf. | No | 87.8021 |  | 0 | 0 | Lf. | No | 105.5871 |  | 0 | 0 | Lf. | No | 105.5871 |  | 0 | 0 | Lf. | No | 105.5871 |  | 0 | 0 | Lf. | No | 87.8021 |  | 0 | 0 | Lf. | No | 105.5871 |  | 0 | 0 | Lf. | No | 105.5871 |  | 0 | 0 | Lf. | No | 105.5871 |  | 0 | 0 | Lf. | No | 105.5871 |  | 0 | 0 | Lf. | No | 105.5871 |  | 0 | 0 | Lf. | No | 105.5871 |  | 0 | 0 | Lf. | No | #N/A |  | #N/A
| 05-00-00~~05-00-03.6013 | 503-02-00~~503-02-03.6013 | 307- | 01- | 05- | 00- | 503- | 02- | 03.6013 | SWPPP - Contractor | [12 empty] | 3000 | 2018-10-08 |  |  |  |  | 1500 | [8 empty] | T_A_109 |  |  |  | T_M_384 |  | Storm | 3 | 3 | 03.6013 |  | Discharge Structures |  |  | assume 2 outlets @ Per 100 Ac. Of site area |  |  |  | C |  | 0 | Ea | No | 1756.0419 |  | 0 | 0 | Ea | No | 1756.0419 |  | 0 | 0 | Ea | No | 2111.7412 |  | 0 | 0 | Ea | No | 2111.7412 |  | 0 | 0 | Ea | No | 2111.7412 |  | 0 | 0 | Ea | No | 1756.0419 |  | 0 | 0 | Ea | No | 2111.7412 |  | 0 | 0 | Ea | No | 2111.7412 |  | 0 | 0 | Ea | No | 2111.7412 |  | 0 | 0 | Ea | No | 2111.7412 |  | 0 | 0 | Ea | No | 2111.7412 |  | 0 | 0 | Ea | No | 2111.7412 |  | 0 | 0 | Ea | No | #N/A |  | #N/A
| 05-00-00~~05-00-03.6014 | 503-02-00~~503-02-03.6014 | 307- | 01- | 05- | 00- | 503- | 02- | 03.6014 | SWPPP - Contractor | [12 empty] | 25 | 2018-10-08 |  |  |  |  | 15 | [6 empty] | T_A_110 | [5 empty] | T_M_385 |  | Storm | 3 | 3 | 03.6014 |  | Berms | [6 empty] | C |  | 4000 | Lf. |  | 17.5604 |  | 70241.674 | 0 | Lf. |  | 17.5604 |  | 0 | 0 | Lf. |  | 21.1174 |  | 0 | 0 | Lf. |  | 21.1174 |  | 0 | 0 | Lf. |  | 21.1174 |  | 0 | 0 | Lf. |  | 17.5604 |  | 0 | 0 | Lf. |  | 21.1174 |  | 0 | 0 | Lf. |  | 21.1174 |  | 0 | 0 | Lf. |  | 21.1174 |  | 0 | 0 | Lf. |  | 21.1174 |  | 0 | 0 | Lf. |  | 21.1174 |  | 0 | 0 | Lf. |  | 21.1174 |  | 0 | 0 | Lf. |  | #N/A |  | #N/A
| 05-00-00~~05-00-03.6015 | 503-02-00~~503-02-03.6015 | 307- | 01- | 05- | 00- | 503- | 02- | 03.6015 | SWPPP - Contractor | [12 empty] | 25 | 2018-10-08 |  |  |  |  | 15 | [8 empty] | T_A_109 |  |  |  | T_M_386 |  | Storm | 3 | 3 | 03.6015 |  | Drainage Swales |  |  | assume 3 sides of the site 15' Wide |  |  |  | C |  | 0 | Lf. | No | 17.5604 |  | 0 | 0 | Lf. | No | 17.5604 |  | 0 | 0 | Lf. | No | 21.1174 |  | 0 | 17277 | Lf. | Yes | 21.1174 |  | 364845.5283 | 17277.5145 | Lf. | Yes | 21.1174 |  | 364856.3927 | 25308.5281 | Lf. | Yes | 17.5604 |  | 444428.3459 | 17048.6596 | Lf. | Yes | 21.1174 |  | 360023.5693 | 30778.8374 | Lf. | Yes | 21.1174 |  | 649969.3915 | 17048.6596 | Lf. | Yes | 21.1174 |  | 360023.5693 | 17048.6596 | Lf. | Yes | 21.1174 |  | 360023.5693 | 17048.6596 | Lf. | Yes | 21.1174 |  | 360023.5693 | 17048.6596 | Lf. | Yes | 21.1174 |  | 360023.5693 | 0 | Lf. | No | #N/A |  | #N/A
| 05-00-00~~05-00-03.6016 | 503-02-00~~503-02-03.6016 | 307- | 01- | 05- | 00- | 503- | 02- | 03.6016 | SWPPP - Contractor | [12 empty] | 100000 | 2018-10-08 |  |  |  |  | 50000 |  | Revised 1/2018 |  |  |  |  | T_A_199 | [5 empty] | T_M_387 |  | EC | 3 | 3 | 03.6016 |  | Dewatering | [6 empty] | C |  | 1 | Lot |  | 228285.4407 |  | 228285.4407 | 0 | Lot |  | 228285.4407 |  | 0 | 0 | Lot |  | 282269.408 |  | 0 | 0 | Lot |  | 282269.408 |  | 0 | 0 | Lot |  | 282269.408 |  | 0 | 0 | Lot |  | 228285.4407 |  | 0 | 0 | Lot |  | 282269.408 |  | 0 | 0 | Lot |  | 282269.408 |  | 0 | 0 | Lot |  | 282269.408 |  | 0 | 0 | Lot |  | 282269.408 |  | 0 | 0 | Lot |  | 282269.408 |  | 0 | 0 | Lot |  | 282269.408 |  | 0 | 0 | Lot |  | #N/A |  | #N/A
[7 empty] | Header |  | 3.7 | [32 empty] | T_M_388 |  | Civil | 3 | 3 | 3.7 |  | MISC. CIVIL OTHER | [6 empty] | C
| 05-00-00~~05-00-03.7001 | 503-02-00~~503-02-03.7001 | 307- | 01- | 05- | 00- | 503- | 02- | 03.7001 | Civil Other - Contractor | [12 empty] | 20000 | 2018-10-08 |  |  |  |  | 12000 | [12 empty] | T_M_389 |  | Civil | 3 | 3 | 03.7001 |  | SPCC Package Development by EPC | [6 empty] | C |  | 0 | Lot |  | 14048.3348 |  | 0 | 0 | Lot |  | 14048.3348 |  | 0 | 0 | Lot |  | 16893.9297 |  | 0 | 0 | Lot |  | 16893.9297 |  | 0 | 0 | Lot |  | 16893.9297 |  | 0 | 0 | Lot |  | 14048.3348 |  | 0 | 0 | Lot |  | 16893.9297 |  | 0 | 0 | Lot |  | 16893.9297 |  | 0 | 0 | Lot |  | 16893.9297 |  | 0 | 0 | Lot |  | 16893.9297 |  | 0 | 0 | Lot |  | 16893.9297 |  | 0 | 0 | Lot |  | 16893.9297 |  | 0 | 0 | Lot |  | #N/A |  | #N/A
| 05-00-00~~05-00-03.7002 | 503-02-00~~503-02-03.7002 | 307- | 01- | 05- | 00- | 503- | 02- | 03.7002 | Civil Other - Contractor | [12 empty] | 25000 | 2018-10-08 |  |  |  |  | 5000 | Updated 7/10/14 | [11 empty] | T_M_390 |  | Civil | 3 | 3 | 03.7002 |  | SPCC Package Implementation by EPC | [6 empty] | C |  | 1 | Lot |  | 5853.4728 |  | 5853.4728 | 1 | Lot |  | 5853.4728 |  | 5853.4728 | 1 | Lot |  | 7039.1374 |  | 7039.1374 | 1 | Lot |  | 7039.1374 |  | 7039.1374 | 1 | Lot |  | 7039.1374 |  | 7039.1374 | 1 | Lot |  | 5853.4728 |  | 5853.4728 | 1 | Lot |  | 7039.1374 |  | 7039.1374 | 1 | Lot |  | 7039.1374 |  | 7039.1374 | 1 | Lot |  | 7039.1374 |  | 7039.1374 | 1 | Lot |  | 7039.1374 |  | 7039.1374 | 1 | Lot |  | 7039.1374 |  | 7039.1374 | 1 | Lot |  | 7039.1374 |  | 7039.1374 | 1 | Lot |  | #N/A |  | #N/A
| 05-00-00~~05-00-03.7008 | 503-02-00~~503-02-03.7008 | 307- | 01- | 05- | 00- | 503- | 02- | 03.7008 | Civil Other - Contractor | [12 empty] | 500 | 2018-10-08 |  |  |  |  | 250 | [8 empty] | T_A_22 |  |  |  | T_M_391 |  | Winter | 3 | 3 | 03.7008 |  | Snow Removal | [6 empty] | C |  | 0 | Hr. | No | 292.6736 |  | 0 | 0 | Hr. | No | 292.6736 |  | 0 | 0 | Hr. | No | 351.9569 |  | 0 | 0 | Hr. | No | 351.9569 |  | 0 | 0 | Hr. | No | 351.9569 |  | 0 | 0 | Hr. | No | 292.6736 |  | 0 | 0 | Hr. | No | 351.9569 |  | 0 | 0 | Hr. | No | 351.9569 |  | 0 | 0 | Hr. | No | 351.9569 |  | 0 | 0 | Hr. | No | 351.9569 |  | 0 | 0 | Hr. | No | 351.9569 |  | 0 | 0 | Hr. | No | 351.9569 |  | 0 | 0 | Hr. | No | #N/A |  | #N/A
| 05-00-00~~05-00-03.7009 | 503-02-00~~503-02-03.7009 | 307- | 01- | 05- | 00- | 503- | 02- | 03.7009 | Civil Other - Contractor | [12 empty] | 750 | 2018-10-08 |  |  |  |  | 0 | [12 empty] | T_M_392 |  | Civil | 3 | 3 | 03.7009 |  | Drain Tile Repair – Civil Construction | [6 empty] | C |  | 0 | Lot |  | 0 |  | 0 | 0 | Lot |  | 0 |  | 0 | 0 | Lot |  | 0 |  | 0 | 0 | Lot |  | 0 |  | 0 | 0 | Lot |  | 0 |  | 0 | 0 | Lot |  | 0 |  | 0 | 0 | Lot |  | 0 |  | 0 | 0 | Lot |  | 0 |  | 0 | 0 | Lot |  | 0 |  | 0 | 0 | Lot |  | 0 |  | 0 | 0 | Lot |  | 0 |  | 0 | 0 | Lot |  | 0 |  | 0 | 0 | Lot |  | #N/A |  | #N/A
| 05-00-00~~05-00-03.7010 | 503-02-00~~503-02-03.7010 | 307- | 01- | 05- | 00- | 503- | 02- | 03.7010 | Civil Other - Contractor | [31 empty] | T_M_393 |  | Civil | 3 | 3 | 03.7010 |  | Landscaping | [6 empty] | C |  | 0 | Lot |  | 0 |  | 0 | 0 | Lot |  | 0 |  | 0 | 0 | Lot |  | 0 |  | 0 | 0 | Lot |  | 0 |  | 0 | 0 | Lot |  | 0 |  | 0 | 0 | Lot |  | 0 |  | 0 | 0 | Lot |  | 0 |  | 0 | 0 | Lot |  | 0 |  | 0 | 0 | Lot |  | 0 |  | 0 | 0 | Lot |  | 0 |  | 0 | 0 | Lot |  | 0 |  | 0 | 0 | Lot |  | 0 |  | 0 | 0 | Lot |  | #N/A |  | #N/A
[7 empty] | Header |  | 3.8 | [32 empty] | T_M_394 |  | C&G | 3 | 3 | 3.8 |  | PV Site Development | [6 empty] | C |  |  |  | % of area | [5 empty] | % of area | [5 empty] | % of area | [5 empty] | % of area | [5 empty] | % of area | [5 empty] | % of area | [5 empty] | % of area | [5 empty] | % of area | [5 empty] | % of area | [5 empty] | % of area | [5 empty] | % of area | [5 empty] | % of area | [5 empty] | % of area
| 05-00-00~~05-00-03.8001 | 503-02-00~~503-02-03.8001 | 307- | 01- | 05- | 00- | 503- | 02- | 03.8001 | Civil Other - Contractor | [12 empty] | 2500 | 2018-10-08 |  |  |  |  | 800 | [8 empty] | T_A_111 |  |  |  | T_M_395 |  | C&G | 3 | 3 | 03.8001 |  | Clear & Grub | [6 empty] | C |  | 781.8147 | Ac. | 80% | 936.5557 |  | 732212.9484 | 97.9899 | Ac. | 10% | 936.5557 |  | 91772.9834 | 44.466 | Ac. | 10% | 1126.262 |  | 50080.3532 | 456.6507 | Ac. | 100% | 1126.262 |  | 514308.3459 | 456.6779 | Ac. | 100% | 1126.262 |  | 514338.9764 | 979.8989 | Ac. | 100% | 936.5557 |  | 917729.8339 | 444.6599 | Ac. | 100% | 1126.262 |  | 500803.5315 | 456.6779 | Ac. | 100% | 1126.262 |  | 514338.9764 | 444.6599 | Ac. | 100% | 1126.262 |  | 500803.5315 | 444.6599 | Ac. | 100% | 1126.262 |  | 500803.5315 | 444.6599 | Ac. | 100% | 1126.262 |  | 500803.5315 | 444.6599 | Ac. | 100% | 1126.262 |  | 500803.5315 | #VALUE! | Ac. | 0% | #N/A |  | #N/A
| 05-00-00~~05-00-03.8002 | 503-02-00~~503-02-03.8002 | 307- | 01- | 05- | 00- | 503- | 02- | 03.8002 | Civil Other - Contractor | [12 empty] | 1.5 | Look-Up |  |  |  |  | 1 | Look-Up | [7 empty] | T_A_111 | T_A_108 |  |  | T_M_396 |  | Timber | 3 | 3 | 03.8002 |  | Timber Removal | [6 empty] | C |  | 488.6342 | Ac. | 50% | 758.6101 |  | 370682.8051 | 0 | Ac. | 0% | 0 |  | 0 | 0 | Ac. | 0% | 0 |  | 0 | 0 | Ac. | 0% | 6761.7953 |  | 0 | 0 | Ac. | 0% | 6761.7953 |  | 0 | 0 | Ac. | 0% | 5622.846 |  | 0 | 0 | Ac. | 0% | 6761.7953 |  | 0 | 0 | Ac. | 0% | 6761.7953 |  | 0 | 0 | Ac. | 0% | 6761.7953 |  | 0 | 0 | Ac. | 0% | 6761.7953 |  | 0 | 0 | Ac. | 0% | 6761.7953 |  | 0 | 0 | Ac. | 0% | 6761.7953 |  | 0 | #VALUE! | Ac. | 0% | #N/A |  | #N/A
[7 empty] | Header | [30 empty] | T_A_108 |  |  |  | T_M_397 |  | C&G | 3 | 3 | 0 |  | Site Level / Fill and Grade | [6 empty] | C |  |  |  | Citrus grove, open burn | [5 empty] | None | [5 empty] | None | [5 empty] | Dense Timber, Clear chip spread | [5 empty] | Dense Timber, Clear chip spread | [5 empty] | Dense Timber, Clear chip spread | [5 empty] | Dense Timber, Clear chip spread | [5 empty] | Dense Timber, Clear chip spread | [5 empty] | Dense Timber, Clear chip spread | [5 empty] | Dense Timber, Clear chip spread | [5 empty] | Dense Timber, Clear chip spread | [5 empty] | Dense Timber, Clear chip spread | [5 empty] | Dense Timber, Clear chip spread
| 05-00-00~~05-00-03.8004 | 503-02-00~~503-02-03.8004 | 307- | 01- | 05- | 00- | 503- | 02- | 03.8004 | Civil Other - Contractor | [12 empty] | 2500 | 2018-10-08 |  |  |  |  | 1200 | Need Pricing | [7 empty] | T_A_111 |  |  |  | T_M_398 |  | C&G | 3 | 3 | 03.8004 |  | Discing/Site Prep | [6 empty] | C |  | 781.8147 | Ac. | 80% | 1404.8335 |  | 1098319.4226 | 48.9949 | Ac. | 5% | 1404.8335 |  | 68829.7375 | 22.233 | Ac. | 5% | 1689.393 |  | 37560.2649 | 0 | Ac. | 0% | 1689.393 |  | 0 | 0 | Ac. | 0% | 1689.393 |  | 0 | 0 | Ac. | 0% | 1404.8335 |  | 0 | 0 | Ac. | 0% | 1689.393 |  | 0 | 0 | Ac. | 0% | 1689.393 |  | 0 | 0 | Ac. | 0% | 1689.393 |  | 0 | 0 | Ac. | 0% | 1689.393 |  | 0 | 0 | Ac. | 0% | 1689.393 |  | 0 | 0 | Ac. | 0% | 1689.393 |  | 0 | #VALUE! | Ac. | 0% | #N/A |  | #N/A
| 05-00-00~~05-00-03.8005 | 503-02-00~~503-02-03.8005 | 307- | 01- | 05- | 00- | 503- | 02- | 03.8005 | Civil Other - Contractor | [12 empty] | 8 | 2018-10-08 |  |  |  |  | 4.5455 | Updated 8/13/14 | Assumes 200,000 yds 2.00/cut / 3.00 place Sand Base 1.0 | [10 empty] | T_M_399 |  | C&G | 3 | 3 | 03.8005 |  | Site Cut / Fill | [5 empty] | Acres of Array needing Cut | C |  | 709496.812 | Cy | 30% | 5.5555 |  | 3941593.828 | 0 | Cy | 0% | 7.0242 |  | 0 | 0 | Cy | 0% | 8.447 |  | 0 | 110509.4749 | Cy | 30% | 7.6791 |  | 848608.7707 | 110516.0565 | Cy | 30% | 7.6791 |  | 848659.3111 | 237135.5283 | Cy | 30% | 5.747 |  | 1362828.8033 | 107607.6944 | Cy | 30% | 7.6791 |  | 826325.827 | 110516.0565 | Cy | 30% | 7.6791 |  | 848659.3111 | 107607.6944 | Cy | 30% | 7.6791 |  | 826325.827 | 107607.6944 | Cy | 30% | 7.6791 |  | 826325.827 | 107607.6944 | Cy | 30% | 7.6791 |  | 826325.827 | 107607.6944 | Cy | 30% | 7.6791 |  | 826325.827 | #VALUE! | Cy | 0% | #N/A |  | #N/A
[42 empty] | T_M_400 |  | C&G | 3 | 3 | 333 | [7 empty] | Average Depth | C |  | 1.5 | FT | % of area |  |  |  | 0 | FT | % of area |  |  |  | 0 | FT | % of area |  |  |  | 0.5 | FT | % of area |  |  |  | 0.5 | FT | % of area |  |  |  | 0.5 | FT | % of area |  |  |  | 0.5 | FT | % of area |  |  |  | 0.5 | FT | % of area |  |  |  | 0.5 | FT | % of area |  |  |  | 0.5 | FT | % of area |  |  |  | 0.5 | FT | % of area |  |  |  | 0.5 | FT | % of area |  |  |  | 0 | FT | % of area
| 05-00-00~~05-00-03.8007 | 503-02-00~~503-02-03.8007 | 307- | 01- | 05- | 00- | 503- | 02- | 03.8007 | Civil Other - Contractor | [12 empty] | 25 | 2018-10-08 |  |  |  |  | 13 | [12 empty] | T_M_401 |  | C&G | 3 | 3 | 03.8007 |  | Site Fill / Backfill, Import Fill | [5 empty] | Acres of Array needing Cut | C |  | 78832.9791 | Cy | 5% | 15.219 |  | 1199761.4249 | 0 | Cy | 0% | 15.219 |  | 0 | 0 | Cy | 0% | 18.3018 |  | 0 | 0 | Cy | 0% | 18.3018 |  | 0 | 0 | Cy | 0% | 18.3018 |  | 0 | 0 | Cy | 0% | 15.219 |  | 0 | 0 | Cy | 0% | 18.3018 |  | 0 | 0 | Cy | 0% | 18.3018 |  | 0 | 0 | Cy | 0% | 18.3018 |  | 0 | 0 | Cy | 0% | 18.3018 |  | 0 | 0 | Cy | 0% | 18.3018 |  | 0 | 0 | Cy | 0% | 18.3018 |  | 0 | #VALUE! | Cy | 0% | #N/A |  | #N/A
[42 empty] | T_M_402 |  | C&G | 3 | 3 | 335 | [7 empty] | Average Depth | C |  | 1 | FT |  |  |  |  | 0 | FT |  |  |  |  | 0 | FT |  |  |  |  | 0 | FT |  |  |  |  | 0 | FT |  |  |  |  | 0 | FT |  |  |  |  | 0 | FT |  |  |  |  | 0 | FT |  |  |  |  | 0 | FT |  |  |  |  | 0 | FT |  |  |  |  | 0 | FT |  |  |  |  | 0 | FT |  |  |  |  | 0 | FT
| 05-00-00~~05-00-03.8008 | 503-02-00~~503-02-03.8008 | 307- | 01- | 05- | 00- | 503- | 02- | 03.8008 | Civil Other - Contractor | [31 empty] | T_M_403 |  | Civil | 3 | 3 | 03.8008 |  | Substation Grading | [5 empty] | if EPC to do SS grading, select Yes; paste values in this section then manually remove from sect. 8 | C |  | 0 | Lot | No | 1258732.9446 |  | 0 | 0 | Lot | No | 120062.2039 |  | 0 | 0 | Lot | No | 18413.8425 |  | 0 | 0 | Lot | No | 65094.9367 |  | 0 | 0 | Lot | No | 65094.9367 |  | 0 | 0 | Lot | No | 490551.7034 |  | 0 | 0 | Lot | No | 65094.9367 |  | 0 | 0 | Lot | No | 65094.9367 |  | 0 | 0 | Lot | No | 65094.9367 |  | 0 | 0 | Lot | No | 65094.9367 |  | 0 | 0 | Lot | No | 65094.9367 |  | 0 | 0 | Lot | No | 65094.9367 |  | 0 | 0 | Lot | No | #N/A |  | #N/A
| 04-00-00~~04-00-03.9997 | 301-01-00~~301-01-03.9997 | 307- | 01- | 04- | 00- | 301- | 01- | 03.9997 | SWPPP - Contractor | [31 empty] | T_M_404 |  | Civil | 3 | 3 | 03.9997 |  | EPC Lump Sum SWPPP | [6 empty] | C |  | 0 | LS |  | 960017.5836 |  | 0 | 0 | LS |  | 323578.4124 |  | 0 | 0 | LS |  | 199814.496 |  | 0 | 0 | LS |  | 1154552.6142 |  | 0 | 0 | LS |  | 1154605.3297 |  | 0 | 0 | LS |  | 1804374.5923 |  | 0 | 0 | LS |  | 1131271.6603 |  | 0 | 0 | LS |  | 1501668.9452 |  | 0 | 0 | LS |  | 1131271.6603 |  | 0 | 0 | LS |  | 1129863.8328 |  | 0 | 0 | LS |  | 1131271.6603 |  | 0 | 0 | LS |  | 1129863.8328 |  | 0 | 0 | LS |  | #VALUE! |  | #VALUE!
| 04-00-00~~04-00-03.9998 | 301-01-00~~301-01-03.9998 | 307- | 01- | 04- | 00- | 301- | 01- | 03.9998 | Civil Other - Contractor | [31 empty] | T_M_405 |  | Civil | 3 | 3 | 03.9998 |  | EPC Lump Sum Civil Other | [6 empty] | C |  | 0 | LS |  | 9609454.7817 |  | 0 | 0 | LS |  | 955432.9487 |  | 0 | 0 | LS |  | 805921.58 |  | 0 | 0 | LS |  | 2369976.2967 |  | 0 | 0 | LS |  | 2370072.4363 |  | 0 | 0 | LS |  | 3367191.8103 |  | 0 | 0 | LS |  | 2327544.9507 |  | 0 | 0 | LS |  | 2779788.7199 |  | 0 | 0 | LS |  | 2327544.9507 |  | 0 | 0 | LS |  | 2327544.9507 |  | 0 | 0 | LS |  | 2327544.9507 |  | 0 | 0 | LS |  | 2327544.9507 |  | 0 | 0 | LS |  | #VALUE! |  | #VALUE!
[42 empty] | T_M_406 |  |  |  | - | 339 | [10 empty] | - | - |  | - |  | - | - | - |  | - |  | - | - | - |  | - |  | - | - | - |  | - |  | - | - | - |  | - |  | - | - | - |  | - |  | - | - | - |  | - |  | - | - | - |  | - |  | - | - | - |  | - |  | - | - | - |  | - |  | - | - | - |  | - |  | - | - | - |  | - |  | - | - | - |  | - |  | -
[42 empty] | T_M_407 |  |  |  |  | 340 | [15 empty] | 10569472.3653 | [5 empty] | 1279011.3612 | [5 empty] | 1005736.076 | [5 empty] | 3524528.9109 | [5 empty] | 3524677.7661 | [5 empty] | 5171566.4025 | [5 empty] | 3458816.611 | [5 empty] | 4281457.6651 | [5 empty] | 3458816.611 | [5 empty] | 3457408.7836 | [5 empty] | 3458816.611 | [5 empty] | 3457408.7836 | [5 empty] | #N/A
[42 empty] | T_M_408 |  |  |  |  | 341
[7 empty] | Header |  | 5.0 | [32 empty] | T_M_409 |  |  |  |  | 5.0 |  | COLL., COMM. & SCADA SYSTEMS - MATERIAL:
[42 empty] | T_M_410 |  |  |  | - | 343 |  | - |  |  | - | - | - | - |  |  | - | - |  | - |  | - | - | - |  | - |  | - | - | - |  | - |  | - | - | - |  | - |  | - | - | - |  | - |  | - | - | - |  | - |  | - | - | - |  | - |  | - | - | - |  | - |  | - | - | - |  | - |  | - | - | - |  | - |  | - | - | - |  | - |  | - | - | - |  | - |  | - | - | - |  | - |  | -
[7 empty] | Header |  | 5.1 | [29 empty] | T_A_16 |  |  | T_M_411 |  |  |  |  | 5.1 |  | Power Conversion Unit | [9 empty] | Spare Xfmr QTY | 0 | 500 | Ft Elevation |  |  | Spare Xfmr QTY | 0 | 500 | Ft Elevation |  |  | Spare Xfmr QTY | 0 | 6466 | Ft Elevation |  |  | Spare Xfmr QTY | 0 | 6466 | Ft Elevation |  |  | Spare Xfmr QTY | 0 | 6466 | Ft Elevation |  |  | Spare Xfmr QTY | 0 | 500 | Ft Elevation |  |  | Spare Xfmr QTY | 0 | 6466 | Ft Elevation |  |  | Spare Xfmr QTY | 0 | 6456 | Ft Elevation |  |  | Spare Xfmr QTY | 0 | 6466 | Ft Elevation |  |  | Spare Xfmr QTY | 0 | 6456 | Ft Elevation |  |  | Spare Xfmr QTY | 0 | 6466 | Ft Elevation |  |  | Spare Xfmr QTY | 0 | 6456 | Ft Elevation |  |  | Spare Xfmr QTY | 0 |  | Ft Elevation
[38 empty] | T_A_64 | T_A_22 |  |  | T_M_412 |  |  |  |  | 345 | [11 empty] | PCU Skid | Yes | -10 |  | Min Temp |  | PCU Skid | Yes | -10 |  | Min Temp |  | PCU Skid | Yes | -32 |  | Min Temp |  | PCU Skid | Yes | -32 |  | Min Temp |  | PCU Skid | Yes | -32 |  | Min Temp |  | PCU Skid | Yes | -10 |  | Min Temp |  | PCU Skid | Yes | -32 |  | Min Temp |  | PCU Skid | Yes | -32 |  | Min Temp |  | PCU Skid | Yes | -32 |  | Min Temp |  | PCU Skid | Yes | -32 |  | Min Temp |  | PCU Skid | Yes | -32 |  | Min Temp |  | PCU Skid | Yes | -32 |  | Min Temp |  | PCU Skid | #N/A |  |  | Min Temp
[42 empty] | T_M_413 |  | PCU | 5.1 | 5 | 346 |  | FACTORY ASSEMBLED | [8 empty] | 40 | Ea. | Max Inputs/Inverter |  |  |  | 40 | Ea. | Max Inputs/Inverter |  |  |  | 40 | Ea. | Max Inputs/Inverter |  |  |  | 40 | Ea. | Max Inputs/Inverter |  |  |  | 40 | Ea. | Max Inputs/Inverter |  |  |  | 40 | Ea. | Max Inputs/Inverter |  |  |  | 40 | Ea. | Max Inputs/Inverter |  |  |  | 40 | Ea. | Max Inputs/Inverter |  |  |  | 40 | Ea. | Max Inputs/Inverter |  |  |  | 40 | Ea. | Max Inputs/Inverter |  |  |  | 40 | Ea. | Max Inputs/Inverter |  |  |  | 40 | Ea. | Max Inputs/Inverter |  |  |  | #N/A | Ea. | Max Inputs/Inverter
| 03-00-00~~03-00-05.1201 | 526-01-00~~526-01-05.1201 | 310- | 01- | 03- | 00- | 526- | 01- | 05.1201 | PCU | [12 empty] | 1.43 | Formula | 2018-10-08 |  |  |  | 1 | Formula | [11 empty] | T_M_414 |  | PCU | 5.1 | 5 | 05.1201 |  | Power Conversion Unit "PCU" Skid |  |  |  | Manfucture Specific Only |  |  | US |  | 58 | Ea. |  | 245000 |  | 14210000 | 58 | Ea. |  | 245000 |  | 14210000 | 23 | Ea. |  | 249900 |  | 5747700 | 23 | Ea. |  | 249900 |  | 5747700 | 23 | Ea. |  | 249900 |  | 5747700 | 58 | Ea. |  | 245000 |  | 14210000 | 23 | Ea. |  | 249900 |  | 5747700 | 22 | Ea. |  | 249900 |  | 5497800 | 23 | Ea. |  | 249900 |  | 5747700 | 22 | Ea. |  | 249900 |  | 5497800 | 23 | Ea. |  | 249900 |  | 5747700 | 22 | Ea. |  | 249900 |  | 5497800 | #VALUE! | Ea. |  | #N/A |  | #N/A
[42 empty] | T_M_415 |  | PCU | 5.1 | 5 | 348 |  | Foundations with Installation (Below) | [8 empty] | 6.6 | Ft. | Width |  |  |  | 6.6 | Ft. | Width |  |  |  | 6.6 | Ft. | Width |  |  |  | 6.6 | Ft. | Width |  |  |  | 6.6 | Ft. | Width |  |  |  | 6.6 | Ft. | Width |  |  |  | 6.6 | Ft. | Width |  |  |  | 6.6 | Ft. | Width |  |  |  | 6.6 | Ft. | Width |  |  |  | 6.6 | Ft. | Width |  |  |  | 6.6 | Ft. | Width |  |  |  | 6.6 | Ft. | Width |  |  |  | #N/A | Ft. | Width
[42 empty] | T_M_416 |  | PCU | 5.1 | 5 | 349 |  | GENERIC or FIELD ASSEMBLED | [8 empty] | 21.3 | Ft. | Length |  |  |  | 21.3 | Ft. | Length |  |  |  | 21.3 | Ft. | Length |  |  |  | 21.3 | Ft. | Length |  |  |  | 21.3 | Ft. | Length |  |  |  | 21.3 | Ft. | Length |  |  |  | 21.3 | Ft. | Length |  |  |  | 21.3 | Ft. | Length |  |  |  | 21.3 | Ft. | Length |  |  |  | 21.3 | Ft. | Length |  |  |  | 21.3 | Ft. | Length |  |  |  | 21.3 | Ft. | Length |  |  |  | #N/A | Ft. | Length
| 03-00-00~~03-00-05.1001 | 526-01-00~~526-01-05.1001 | 310- | 01- | 03- | 00- | 526- | 01- | 05.1001 | PCU | [12 empty] | 1.43 | Formula | 2018-10-08 |  |  |  | 1 | Formula | Need updated Pad Mount $. Canada Special Requirements in CAD $ | [10 empty] | T_M_417 |  | PCU | 5.1 | 5 | 05.1001 |  | Step Up Transformer (Standalone) |  |  | Inc. Shipping |  |  |  | US |  | 0 | Ea. |  | 0 |  | 0 | 0 | Ea. |  | 0 |  | 0 | 0 | Ea. |  | 0 |  | 0 | 0 | Ea. |  | 0 |  | 0 | 0 | Ea. |  | 0 |  | 0 | 0 | Ea. |  | 0 |  | 0 | 0 | Ea. |  | 0 |  | 0 | 0 | Ea. |  | 0 |  | 0 | 0 | Ea. |  | 0 |  | 0 | 0 | Ea. |  | 0 |  | 0 | 0 | Ea. |  | 0 |  | 0 | 0 | Ea. |  | 0 |  | 0 | 0 | Ea. |  | #N/A |  | #N/A
| 03-00-00~~03-00-05.1202 | 526-01-00~~526-01-05.1202 | 310- | 01- | 03- | 00- | 526- | 01- | 05.1202 | PCU | [12 empty] | 1.43 | Formula | 2018-10-08 |  |  |  | 1 | Formula | Only include spares if requested by Project Team. Canada Special Requirements in CAD $ | [10 empty] | T_M_418 |  | PCU | 5.1 | 5 | 05.1202 |  | Inverters (Standalone) |  |  | Inc. Shipping |  |  |  | US |  | 0 | Ea. |  | 934 |  | 0 | 0 | Ea. |  | 934 |  | 0 | 0 | Ea. |  | 891 |  | 0 | 0 | Ea. |  | 891 |  | 0 | 0 | Ea. |  | 891 |  | 0 | 0 | Ea. |  | 934 |  | 0 | 0 | Ea. |  | 891 |  | 0 | 0 | Ea. |  | 891 |  | 0 | 0 | Ea. |  | 891 |  | 0 | 0 | Ea. |  | 891 |  | 0 | 0 | Ea. |  | 891 |  | 0 | 0 | Ea. |  | 891 |  | 0 | 0 | Ea. |  | #N/A |  | #N/A
| 03-00-00~~03-00-05.1203 | 526-01-00~~526-01-05.1203 | 310- | 01- | 03- | 00- | 526- | 01- | 05.1203 | PCU | [12 empty] | 1.43 | Formula | 2018-10-08 |  |  |  | 1 | Formula | [11 empty] | T_M_419 |  | PCU | 5.1 | 5 | 05.1203 |  | Assembly for PCU Skid | [6 empty] | US |  | 58 | Ea. |  | 0 |  | 0 | 58 | Ea. |  | 0 |  | 0 | 23 | Ea. |  | 0 |  | 0 | 23 | Ea. |  | 0 |  | 0 | 23 | Ea. |  | 0 |  | 0 | 58 | Ea. |  | 0 |  | 0 | 23 | Ea. |  | 0 |  | 0 | 22 | Ea. |  | 0 |  | 0 | 23 | Ea. |  | 0 |  | 0 | 22 | Ea. |  | 0 |  | 0 | 23 | Ea. |  | 0 |  | 0 | 22 | Ea. |  | 0 |  | 0 | #N/A | Ea. |  | #N/A |  | #N/A
| 03-00-00~~03-00-05.1204 | 526-01-00~~526-01-05.1204 | 310- | 01- | 03- | 00- | 526- | 01- | 05.1204 | PCU | [12 empty] | 8.58 | 2018-10-08 |  |  |  |  | 6 |  | Canada Special Requirements in CAD $ | [10 empty] | T_M_420 |  | PCU | 5.1 | 5 | 05.1204 |  | Inverter to Transformer - Power Cable LV | [6 empty] | US |  | 0 | Ft. |  | 6 |  | 0 | 0 | Ft. |  | 6 |  | 0 | 0 | Ft. |  | 6 |  | 0 | 0 | Ft. |  | 6 |  | 0 | 0 | Ft. |  | 6 |  | 0 | 0 | Ft. |  | 6 |  | 0 | 0 | Ft. |  | 6 |  | 0 | 0 | Ft. |  | 6 |  | 0 | 0 | Ft. |  | 6 |  | 0 | 0 | Ft. |  | 6 |  | 0 | 0 | Ft. |  | 6 |  | 0 | 0 | Ft. |  | 6 |  | 0 | 0 | Ft. |  | #N/A |  | #N/A
| 03-00-00~~03-00-05.1205 | 526-01-00~~526-01-05.1205 | 310- | 01- | 03- | 00- | 526- | 01- | 05.1205 | PCU | [12 empty] | 17.16 | 2018-10-08 |  |  |  |  | 12 | [12 empty] | T_M_421 |  | PCU | 5.1 | 5 | 05.1205 |  | PCU Conduit: | [6 empty] | US |  | 0 | Ft. |  | 12 |  | 0 | 0 | Ft. |  | 12 |  | 0 | 0 | Ft. |  | 12 |  | 0 | 0 | Ft. |  | 12 |  | 0 | 0 | Ft. |  | 12 |  | 0 | 0 | Ft. |  | 12 |  | 0 | 0 | Ft. |  | 12 |  | 0 | 0 | Ft. |  | 12 |  | 0 | 0 | Ft. |  | 12 |  | 0 | 0 | Ft. |  | 12 |  | 0 | 0 | Ft. |  | 12 |  | 0 | 0 | Ft. |  | 12 |  | 0 | 0 | Ft. |  | #N/A |  | #N/A
| 03-00-00~~03-00-05.1206 | 526-01-00~~526-01-05.1206 | 310- | 01- | 03- | 00- | 526- | 01- | 05.1206 | PCU | [12 empty] | 2145 | 2018-10-08 |  |  |  |  | 1500 | [12 empty] | T_M_422 |  | PCU | 5.1 | 5 | 05.1206 |  | PCU Termination Materials | [6 empty] | US |  | 0 | Ea. |  | 1500 |  | 0 | 0 | Ea. |  | 1500 |  | 0 | 0 | Ea. |  | 1500 |  | 0 | 0 | Ea. |  | 1500 |  | 0 | 0 | Ea. |  | 1500 |  | 0 | 0 | Ea. |  | 1500 |  | 0 | 0 | Ea. |  | 1500 |  | 0 | 0 | Ea. |  | 1500 |  | 0 | 0 | Ea. |  | 1500 |  | 0 | 0 | Ea. |  | 1500 |  | 0 | 0 | Ea. |  | 1500 |  | 0 | 0 | Ea. |  | 1500 |  | 0 | 0 | Ea. |  | #N/A |  | #N/A
| 03-00-00~~03-00-05.1207 | 526-01-00~~526-01-05.1207 | 310- | 01- | 03- | 00- | 526- | 01- | 05.1207 | PCU | [12 empty] | 1.43 | Formula | 2018-10-08 |  |  |  | 1 | Formula | [11 empty] | T_M_423 |  | PCU | 5.1 | 5 | 05.1207 |  | PCU Other Costs Adj (Shipping & Commissioning) | [6 empty] | US |  | 0 | Ea. |  | 0 |  | 0 | 0 | Ea. |  | 0 |  | 0 | 0 | Ea. |  | 0 |  | 0 | 0 | Ea. |  | 0 |  | 0 | 0 | Ea. |  | 0 |  | 0 | 0 | Ea. |  | 0 |  | 0 | 0 | Ea. |  | 0 |  | 0 | 0 | Ea. |  | 0 |  | 0 | 0 | Ea. |  | 0 |  | 0 | 0 | Ea. |  | 0 |  | 0 | 0 | Ea. |  | 0 |  | 0 | 0 | Ea. |  | 0 |  | 0 | 0 | Ea. |  | #N/A |  | #N/A
| 03-00-00~~03-00-05.1298 | 526-01-00~~526-01-05.1298 | 310- | 01- | 03- | 00- | 526- | 01- | 05.1298 | PCU | [27 empty] | T_A_479 |  |  |  | T_M_424 |  | PCU | 5.1298 | 5 | 05.1298 |  | PCU Storage & Double Handling & Forwarding | [6 empty] | US |  | 58 | Ea. | No | 0 |  | 0 | 58 | Ea. | No | 0 |  | 0 | 23 | Ea. | No | 0 |  | 0 | 23 | Ea. | No | 0 |  | 0 | 23 | Ea. | No | 0 |  | 0 | 58 | Ea. | No | 0 |  | 0 | 23 | Ea. | No | 0 |  | 0 | 22 | Ea. | No | 0 |  | 0 | 23 | Ea. | No | 0 |  | 0 | 22 | Ea. | No | 0 |  | 0 | 23 | Ea. | No | 0 |  | 0 | 22 | Ea. | No | 0 |  | 0 | #VALUE! | Ea. |  | 0 |  | #VALUE!
| 04-00-00~~04-00-05.1299 | 301-01-00~~301-01-05.1299 | 302- | 01- | 04- | 00- | 301- | 01- | 05.1299 | PCU - Contractor | [31 empty] | T_M_425 |  | PCU | 5.1 | 5 | 05.1299 |  | EPC Lump Sum PCU Supply | [6 empty] | C |  | 0 | LS |  | 0 |  | 0 | 0 | LS |  | 0 |  | 0 | 0 | LS |  | 0 |  | 0 | 0 | LS |  | 0 |  | 0 | 0 | LS |  | 0 |  | 0 | 0 | LS |  | 0 |  | 0 | 0 | LS |  | 0 |  | 0 | 0 | LS |  | 0 |  | 0 | 0 | LS |  | 0 |  | 0 | 0 | LS |  | 0 |  | 0 | 0 | LS |  | 0 |  | 0 | 0 | LS |  | 0 |  | 0 | 0 | LS |  | 0 |  | 0
[7 empty] | Header |  | 5.2 | [32 empty] | T_M_430 |  | Collection | 5 | 5 | 5.2 |  | SWITCHGEAR & JUNCTION BOXES | [6 empty] | US
| 03-00-00~~03-00-05.2001 | 526-01-00~~526-01-05.2001 | 310- | 01- | 03- | 00- | 526- | 01- | 05.2001 | Collection Material - Contractor | [12 empty] | 5515 | 2015-11-13 | Updated, 40% |  |  |  | 1100 | [6 empty] | T_A_111 | [5 empty] | T_M_431 |  | Collection | 5 | 5 | 05.2001 |  | Pad Mount Junction Boxes | [6 empty] | US |  | 10 | Ea. |  | 1100 |  | 11000 | 10 | Ea. |  | 1100 |  | 11000 | 4 | Ea. |  | 1100 |  | 4400 | 4 | Ea. |  | 1100 |  | 4400 | 4 | Ea. |  | 1100 |  | 4400 | 10 | Ea. |  | 1100 |  | 11000 | 4 | Ea. |  | 1100 |  | 4400 | 4 | Ea. |  | 1100 |  | 4400 | 4 | Ea. |  | 1100 |  | 4400 | 4 | Ea. |  | 1100 |  | 4400 | 4 | Ea. |  | 1100 |  | 4400 | 4 | Ea. |  | 1100 |  | 4400 | #VALUE! | Ea. |  | #N/A |  | #N/A
| 03-00-00~~03-00-05.2002 | 526-01-00~~526-01-05.2002 | 310- | 01- | 03- | 00- | 526- | 01- | 05.2002 | Collection Material - Contractor | [12 empty] | 60000 | 2018-10-08 |  |  |  |  | 46000 | 2015-07-24 | Added 7-24-15 | [10 empty] | T_M_432 |  | Collection | 5 | 5 | 05.2002 |  | Pad Mount Junction Boxes-Metal Enclosed Switchgear | [6 empty] | US |  | 0 | Ea. |  | 46000 |  | 0 | 0 | Ea. |  | 46000 |  | 0 | 0 | Ea. |  | 46000 |  | 0 | 0 | Ea. |  | 46000 |  | 0 | 0 | Ea. |  | 46000 |  | 0 | 0 | Ea. |  | 46000 |  | 0 | 0 | Ea. |  | 46000 |  | 0 | 0 | Ea. |  | 46000 |  | 0 | 0 | Ea. |  | 46000 |  | 0 | 0 | Ea. |  | 46000 |  | 0 | 0 | Ea. |  | 46000 |  | 0 | 0 | Ea. |  | 46000 |  | 0 | #VALUE! | Ea. |  | #N/A |  | #N/A
| 03-00-00~~03-00-05.2003 | 526-01-00~~526-01-05.2003 | 310- | 01- | 03- | 00- | 526- | 01- | 05.2003 | Collection Material - Contractor | [12 empty] | 4314 | 2015-05-22 | Increase unit cost due to historic cost |  |  |  | 3000 | [12 empty] | T_M_433 |  | Collection | 5 | 5 | 05.2003 |  | Pad Mount Junction Boxes - Extension | [6 empty] | US |  | 10 | Ea. |  | 3000 |  | 30000 | 10 | Ea. |  | 3000 |  | 30000 | 4 | Ea. |  | 3000 |  | 12000 | 4 | Ea. |  | 3000 |  | 12000 | 4 | Ea. |  | 3000 |  | 12000 | 10 | Ea. |  | 3000 |  | 30000 | 4 | Ea. |  | 3000 |  | 12000 | 4 | Ea. |  | 3000 |  | 12000 | 4 | Ea. |  | 3000 |  | 12000 | 4 | Ea. |  | 3000 |  | 12000 | 4 | Ea. |  | 3000 |  | 12000 | 4 | Ea. |  | 3000 |  | 12000 | #VALUE! | Ea. |  | #N/A |  | #N/A
[7 empty] | Header |  | 5.3 | [28 empty] | T_A_203 |  |  |  | T_M_434 |  | Collection | 5 | 5 | 5.3 |  | UNDERGROUND COLLECTION | [6 empty] | US |  |  | Soil Thermo | Vry Good |  |  |  |  | Soil Thermo | Vry Good |  |  |  |  | Soil Thermo | Vry Good |  |  |  |  | Soil Thermo | Vry Good |  |  |  |  | Soil Thermo | Vry Good |  |  |  |  | Soil Thermo | Vry Good |  |  |  |  | Soil Thermo | Vry Good |  |  |  |  | Soil Thermo | Vry Good |  |  |  |  | Soil Thermo | Vry Good |  |  |  |  | Soil Thermo | Vry Good |  |  |  |  | Soil Thermo | Vry Good |  |  |  |  | Soil Thermo | Vry Good |  |  |  |  | Soil Thermo | #N/A
| 03-00-00~~03-00-05.3001 | 526-01-00~~526-01-05.3001 | 310- | 01- | 03- | 00- | 526- | 01- | 05.3001 | Collection Material - Contractor | [12 empty] | 2.6716 | 25% adder |  |  |  |  | 2.1373 | Updated 04/01/2022 | Base Pricing, then add 20% in formula | [10 empty] | T_M_435 |  | Collection | 5 | 5 | 05.3001 |  | Collection Cable (1/0) |  |  |  | Collection Cable |  |  | US |  | 34542.8562 | Ft. | 25% | 2.5648 |  | 88594.5504 | 34589.315 | Ft. | 25% | 2.5648 |  | 88713.7065 | 14646.2942 | Ft. | 25% | 2.5648 |  | 37564.4052 | 12839.2991 | Ft. | 25% | 2.5648 |  | 32929.8747 | 12839.6814 | Ft. | 25% | 2.5648 |  | 32930.8553 | 34589.315 | Ft. | 25% | 2.5648 |  | 88713.7065 | 12669.6092 | Ft. | 25% | 2.5648 |  | 32494.659 | 14377.7279 | Ft. | 25% | 2.5648 |  | 36875.5941 | 12669.6092 | Ft. | 25% | 2.5648 |  | 32494.659 | 14187.2831 | Ft. | 25% | 2.5648 |  | 36387.1465 | 12669.6092 | Ft. | 25% | 2.5648 |  | 32494.659 | 14187.2831 | Ft. | 25% | 2.5648 |  | 36387.1465 | #N/A | Ft. | #N/A | #N/A |  | #N/A
| 03-00-00~~03-00-05.3002 | 526-01-00~~526-01-05.3002 | 310- | 01- | 03- | 00- | 526- | 01- | 05.3002 | Collection Material - Contractor | [12 empty] | 3.8254 | 25% adder |  |  |  |  | 3.0603 | Updated 04/01/2022 | Base Pricing, then add 20% in formula | [10 empty] | T_M_436 |  | Collection | 5 | 5 | 05.3002 |  | Collection Cable (4/0) |  |  |  | Collection Cable |  |  | US |  | 51814.2843 | Ft. | 37.5% | 3.6724 |  | 190282.5704 | 51883.9724 | Ft. | 37.5% | 3.6724 |  | 190538.4928 | 21969.4413 | Ft. | 37.5% | 3.6724 |  | 80680.4883 | 19258.9486 | Ft. | 37.5% | 3.6724 |  | 70726.4858 | 19259.5221 | Ft. | 37.5% | 3.6724 |  | 70728.5919 | 51883.9724 | Ft. | 37.5% | 3.6724 |  | 190538.4928 | 19004.4139 | Ft. | 37.5% | 3.6724 |  | 69791.7335 | 21566.5919 | Ft. | 37.5% | 3.6724 |  | 79201.0659 | 19004.4139 | Ft. | 37.5% | 3.6724 |  | 69791.7335 | 21280.9247 | Ft. | 37.5% | 3.6724 |  | 78151.9826 | 19004.4139 | Ft. | 37.5% | 3.6724 |  | 69791.7335 | 21280.9247 | Ft. | 37.5% | 3.6724 |  | 78151.9826 | #N/A | Ft. | #N/A | #N/A |  | #N/A
| 03-00-00~~03-00-05.3003 | 526-01-00~~526-01-05.3003 | 310- | 01- | 03- | 00- | 526- | 01- | 05.3003 | Collection Material - Contractor | [12 empty] | 5.1471 | 25% adder |  |  |  |  | 4.1177 | Updated 04/01/2022 | Base Pricing, then add 20% in formula | [10 empty] | T_M_437 |  | Collection | 5 | 5 | 05.3003 |  | Collection Cable (500 kcmil) |  |  |  | Collection Cable |  |  | US |  | 51814.2843 | Ft. | 37.5% | 4.9412 |  | 256024.9488 | 51883.9724 | Ft. | 37.5% | 4.9412 |  | 256369.2921 | 21969.4413 | Ft. | 37.5% | 4.9412 |  | 108555.4912 | 19258.9486 | Ft. | 37.5% | 4.9412 |  | 95162.3939 | 19259.5221 | Ft. | 37.5% | 4.9412 |  | 95165.2276 | 51883.9724 | Ft. | 37.5% | 4.9412 |  | 256369.2921 | 19004.4139 | Ft. | 37.5% | 4.9412 |  | 93904.6858 | 21566.5919 | Ft. | 37.5% | 4.9412 |  | 106564.9303 | 19004.4139 | Ft. | 37.5% | 4.9412 |  | 93904.6858 | 21280.9247 | Ft. | 37.5% | 4.9412 |  | 105153.39 | 19004.4139 | Ft. | 37.5% | 4.9412 |  | 93904.6858 | 21280.9247 | Ft. | 37.5% | 4.9412 |  | 105153.39 | #N/A | Ft. | #N/A | #N/A |  | #N/A
| 03-00-00~~03-00-05.3004 | 526-01-00~~526-01-05.3004 | 310- | 01- | 03- | 00- | 526- | 01- | 05.3004 | Collection Material - Contractor | [12 empty] | 6.4849 | 25% adder |  |  |  |  | 5.1879 | Updated 04/01/2022 | Base Pricing, then add 20% in formula | [6 empty] | T_A_111 |  |  |  | T_M_438 |  | Collection | 5 | 5 | 05.3004 |  | Collection Cable (750 kcmil) |  |  |  | Collection Cable |  |  | US |  | 0 | Ft. | 0% | 6.2255 |  | 0 | 0 | Ft. | 0% | 6.2255 |  | 0 | 0 | Ft. | 0% | 6.2255 |  | 0 | 0 | Ft. | 0% | 6.2255 |  | 0 | 0 | Ft. | 0% | 6.2255 |  | 0 | 0 | Ft. | 0% | 6.2255 |  | 0 | 0 | Ft. | 0% | 6.2255 |  | 0 | 0 | Ft. | 0% | 6.2255 |  | 0 | 0 | Ft. | 0% | 6.2255 |  | 0 | 0 | Ft. | 0% | 6.2255 |  | 0 | 0 | Ft. | 0% | 6.2255 |  | 0 | 0 | Ft. | 0% | 6.2255 |  | 0 | #VALUE! | Ft. | 0% | #N/A |  | #N/A
| 03-00-00~~03-00-05.3005 | 526-01-00~~526-01-05.3005 | 310- | 01- | 03- | 00- | 526- | 01- | 05.3005 | Collection Material - Contractor | [12 empty] | 7.5522 | 25% adder |  |  |  |  | 6.0418 | Updated 04/01/2022 | Base Pricing, then add 20% in formula | [10 empty] | T_M_439 |  | Collection | 5 | 5 | 05.3005 |  | Collection Cable (1000 kcmil) |  |  |  | Collection Cable |  |  | US |  | 282985.4399 | Ft. | 100% | 7.2501 |  | 2051676.1339 | 113346.4176 | Ft. | 100% | 7.2501 |  | 821774.2225 | 26129.7113 | Ft. | 100% | 7.2501 |  | 189443.3334 | 35826.8704 | Ft. | 40% | 7.2501 |  | 259748.8232 | 35827.9373 | Ft. | 40% | 7.2501 |  | 259756.5579 | 45338.567 | Ft. | 40% | 7.2501 |  | 328709.689 | 35350.714 | Ft. | 40% | 7.2501 |  | 256296.6356 | 10592.1868 | Ft. | 40% | 7.2501 |  | 76794.5403 | 35350.714 | Ft. | 40% | 7.2501 |  | 256296.6356 | 10451.8845 | Ft. | 40% | 7.2501 |  | 75777.3334 | 35350.714 | Ft. | 40% | 7.2501 |  | 256296.6356 | 10451.8845 | Ft. | 40% | 7.2501 |  | 75777.3334 | #VALUE! | Ft. | 100% | #N/A |  | #N/A
| 03-00-00~~03-00-05.3006 | 526-01-00~~526-01-05.3006 | 310- | 01- | 03- | 00- | 526- | 01- | 05.3006 | Collection Material - Contractor | [12 empty] | 8.7401 | 25% adder |  |  |  |  | 6.9921 | Updated 04/01/2022 | Base Pricing, then add 20% in formula | [6 empty] | T_A_111 |  |  |  | T_M_440 |  | Collection | 5 | 5 | 05.3006 |  | Collection Cable (1250 kcmil) |  |  |  | Collection Cable |  |  | US |  | 0 | Ft. | 0% | 8.3905 |  | 0 | 0 | Ft. | 0% | 8.3905 |  | 0 | 0 | Ft. | 0% | 8.3905 |  | 0 | 49261.9468 | Ft. | 55% | 8.3905 |  | 413334.5324 | 49263.4137 | Ft. | 55% | 8.3905 |  | 413346.8406 | 62340.5297 | Ft. | 55% | 8.3905 |  | 523070.9573 | 48607.2317 | Ft. | 55% | 8.3905 |  | 407841.1164 | 14564.2568 | Ft. | 55% | 8.3905 |  | 122202.0374 | 48607.2317 | Ft. | 55% | 8.3905 |  | 407841.1164 | 14371.3412 | Ft. | 55% | 8.3905 |  | 120583.3708 | 48607.2317 | Ft. | 55% | 8.3905 |  | 407841.1164 | 14371.3412 | Ft. | 55% | 8.3905 |  | 120583.3708 | #VALUE! | Ft. | 0% | #N/A |  | #N/A
| 03-00-00~~03-00-05.3007 | 526-01-00~~526-01-05.3007 | 310- | 01- | 03- | 00- | 526- | 01- | 05.3007 | Collection Material - Contractor | [12 empty] | 10.593 | 25% adder |  |  |  |  | 8.4744 | Updated 04/01/2022 | Base Pricing, then add 20% in formula | [6 empty] | T_A_111 |  |  |  | T_M_441 |  | Collection | 5 | 5 | 05.3007 |  | Collection Cable (1500 kcmil) |  |  |  | Collection Cable |  |  | US |  | 0 | Ft. | 0% | 10.1693 |  | 0 | 0 | Ft. | 0% | 10.1693 |  | 0 | 0 | Ft. | 0% | 10.1693 |  | 0 | 4478.3588 | Ft. | 5% | 10.1693 |  | 45541.6309 | 4478.4922 | Ft. | 5% | 10.1693 |  | 45542.987 | 5667.3209 | Ft. | 5% | 10.1693 |  | 57632.5049 | 4418.8392 | Ft. | 5% | 10.1693 |  | 44936.3605 | 1324.0233 | Ft. | 5% | 10.1693 |  | 13464.3482 | 4418.8392 | Ft. | 5% | 10.1693 |  | 44936.3605 | 1306.4856 | Ft. | 5% | 10.1693 |  | 13286.0018 | 4418.8392 | Ft. | 5% | 10.1693 |  | 44936.3605 | 1306.4856 | Ft. | 5% | 10.1693 |  | 13286.0018 | #VALUE! | Ft. | 0% | #N/A |  | #N/A
[29 empty] | 5.1879 | [12 empty] | T_M_442 |  |  |  |  | 371 | [5 empty] | % of Home Run Cable 750 kcmil | [6 empty] | 0% | [5 empty] | 0% | [5 empty] | 0% | [5 empty] | 0% | [5 empty] | 0% | [5 empty] | 0% | [5 empty] | 0% | [5 empty] | 0% | [5 empty] | 0% | [5 empty] | 0% | [5 empty] | 0% | [5 empty] | 0% | [5 empty] | 0%
[29 empty] | 6.0418 | [12 empty] | T_M_443 |  |  |  |  | 372 | [5 empty] | % of Home Run Cable 1000 kcmil | [6 empty] | 100% | [5 empty] | 100% | [5 empty] | 100% | [5 empty] | 40% | [5 empty] | 40% | [5 empty] | 40% | [5 empty] | 40% | [5 empty] | 40% | [5 empty] | 40% | [5 empty] | 40% | [5 empty] | 40% | [5 empty] | 40% | [5 empty] | 100%
[29 empty] | 6.9921 | [12 empty] | T_M_444 |  |  |  |  | 373 | [5 empty] | % of Home Run Cable 1250 kcmil | [6 empty] | 0% | [5 empty] | 0% | [5 empty] | 0% | [5 empty] | 55% | [5 empty] | 55% | [5 empty] | 55% | [5 empty] | 55% | [5 empty] | 55% | [5 empty] | 55% | [5 empty] | 55% | [5 empty] | 55% | [5 empty] | 55% | [5 empty] | 0%
[29 empty] | 8.4744 | [12 empty] | T_M_445 |  |  |  |  | 374 | [5 empty] | % of Home Run Cable 1500 kcmil | [6 empty] | 0% | [5 empty] | 0% | [5 empty] | 0% | [5 empty] | 5% | [5 empty] | 5% | [5 empty] | 5% | [5 empty] | 5% | [5 empty] | 5% | [5 empty] | 5% | [5 empty] | 5% | [5 empty] | 5% | [5 empty] | 5% | [5 empty] | 0%
[42 empty] | T_M_446 |  | Collection | 5 | 5 | 375 | [7 empty] | Cable Mix Check: | US |  |  |  | Ok | [5 empty] | Ok | [5 empty] | Ok | [5 empty] | Ok | [5 empty] | Ok | [5 empty] | Ok | [5 empty] | Ok | [5 empty] | Ok | [5 empty] | Ok | [5 empty] | Ok | [5 empty] | Ok | [5 empty] | Ok | [5 empty] | #VALUE!
| 03-00-00~~03-00-05.3008 | 526-01-00~~526-01-05.3008 | 310- | 01- | 03- | 00- | 526- | 01- | 05.3008 | Collection Material - Contractor | [12 empty] | 3.5 | 2018-10-08 |  |  |  |  | 1 | Updated 1/2018 | Canada Special Requirements in CAD $ | [10 empty] | T_M_447 |  | Collection | 5 | 5 | 05.3008 |  | Trench Ground Wire/Cable | [6 empty] | US |  | 144145.9507 | Ft. |  | 1 |  | 144145.9507 | 86148.5801 | Ft. |  | 1 |  | 86148.5801 | 28994.6789 | Ft. |  | 1 |  | 28994.6789 | 48233.0441 | Ft. |  | 1 |  | 48233.0441 | 48234.4804 | Ft. |  | 1 |  | 48234.4804 | 86148.5801 | Ft. |  | 1 |  | 86148.5801 | 47593.3051 | Ft. |  | 1 |  | 47593.3051 | 28747.0493 | Ft. |  | 1 |  | 28747.0493 | 47593.3051 | Ft. |  | 1 |  | 47593.3051 | 28366.2709 | Ft. |  | 1 |  | 28366.2709 | 47593.3051 | Ft. |  | 1 |  | 47593.3051 | 28366.2709 | Ft. |  | 1 |  | 28366.2709 | #N/A | Ft. |  | #N/A |  | #N/A
| 03-00-00~~03-00-05.3102 | 526-01-00~~526-01-05.3102 | 310- | 01- | 03- | 00- | 526- | 01- | 05.3102 | Collection Material - Contractor | [18 empty] | 125 | Per Elbow | [11 empty] | T_M_448 |  | Collection | 5 | 5 | 05.3102 |  | MV Collection-Termination Material-Elbow - 1/0 | [6 empty] | US |  | 45 | Ea. |  | 125 |  | 5625 | 45 | Ea. |  | 125 |  | 5625 | 18 | Ea. |  | 125 |  | 2250 | 18 | Ea. |  | 125 |  | 2250 | 18 | Ea. |  | 125 |  | 2250 | 45 | Ea. |  | 125 |  | 5625 | 18 | Ea. |  | 125 |  | 2250 | 18 | Ea. |  | 125 |  | 2250 | 18 | Ea. |  | 125 |  | 2250 | 18 | Ea. |  | 125 |  | 2250 | 18 | Ea. |  | 125 |  | 2250 | 18 | Ea. |  | 125 |  | 2250 | #N/A | Ea. |  | #N/A |  | #N/A
| 03-00-00~~03-00-05.3103 | 526-01-00~~526-01-05.3103 | 310- | 01- | 03- | 00- | 526- | 01- | 05.3103 | Collection Material - Contractor | [18 empty] | 130 | Per Elbow | [11 empty] | T_M_449 |  | Collection | 5 | 5 | 05.3103 |  | MV Collection-Termination Material-Elbow - 4/0 | [6 empty] | US |  | 66 | Ea. |  | 130 |  | 8580 | 66 | Ea. |  | 130 |  | 8580 | 27 | Ea. |  | 130 |  | 3510 | 27 | Ea. |  | 130 |  | 3510 | 27 | Ea. |  | 130 |  | 3510 | 66 | Ea. |  | 130 |  | 8580 | 27 | Ea. |  | 130 |  | 3510 | 27 | Ea. |  | 130 |  | 3510 | 27 | Ea. |  | 130 |  | 3510 | 27 | Ea. |  | 130 |  | 3510 | 27 | Ea. |  | 130 |  | 3510 | 27 | Ea. |  | 130 |  | 3510 | #N/A | Ea. |  | #N/A |  | #N/A
| 03-00-00~~03-00-05.3104 | 526-01-00~~526-01-05.3104 | 310- | 01- | 03- | 00- | 526- | 01- | 05.3104 | Collection Material - Contractor | [18 empty] | 135 | Per Elbow | [11 empty] | T_M_450 |  | Collection | 5 | 5 | 05.3104 |  | MV Collection-Termination Material-Elbow - 500 | [6 empty] | US |  | 66 | Ea. |  | 135 |  | 8910 | 66 | Ea. |  | 135 |  | 8910 | 27 | Ea. |  | 135 |  | 3645 | 27 | Ea. |  | 135 |  | 3645 | 27 | Ea. |  | 135 |  | 3645 | 66 | Ea. |  | 135 |  | 8910 | 27 | Ea. |  | 135 |  | 3645 | 27 | Ea. |  | 135 |  | 3645 | 27 | Ea. |  | 135 |  | 3645 | 27 | Ea. |  | 135 |  | 3645 | 27 | Ea. |  | 135 |  | 3645 | 27 | Ea. |  | 135 |  | 3645 | #N/A | Ea. |  | #N/A |  | #N/A
| 03-00-00~~03-00-05.3105 | 526-01-00~~526-01-05.3105 | 310- | 01- | 03- | 00- | 526- | 01- | 05.3105 | Collection Material - Contractor | [18 empty] | 140 | Per Elbow | [11 empty] | T_M_451 |  | Collection | 5 | 5 | 05.3105 |  | MV Collection-Termination Material-Elbow - 750 | [6 empty] | US |  | 0 | Ea. |  | 140 |  | 0 | 0 | Ea. |  | 140 |  | 0 | 0 | Ea. |  | 140 |  | 0 | 0 | Ea. |  | 140 |  | 0 | 0 | Ea. |  | 140 |  | 0 | 0 | Ea. |  | 140 |  | 0 | 0 | Ea. |  | 140 |  | 0 | 0 | Ea. |  | 140 |  | 0 | 0 | Ea. |  | 140 |  | 0 | 0 | Ea. |  | 140 |  | 0 | 0 | Ea. |  | 140 |  | 0 | 0 | Ea. |  | 140 |  | 0 | #VALUE! | Ea. |  | #N/A |  | #N/A
| 03-00-00~~03-00-05.3106 | 526-01-00~~526-01-05.3106 | 310- | 01- | 03- | 00- | 526- | 01- | 05.3106 | Collection Material - Contractor | [18 empty] | 150 | Per Elbow | [11 empty] | T_M_452 |  | Collection | 5 | 5 | 05.3106 |  | MV Collection-Termination Material-Elbow - 1000 | [6 empty] | US |  | 348 | Ea. |  | 150 |  | 52200 | 348 | Ea. |  | 150 |  | 52200 | 138 | Ea. |  | 150 |  | 20700 | 57 | Ea. |  | 150 |  | 8550 | 57 | Ea. |  | 150 |  | 8550 | 141 | Ea. |  | 150 |  | 21150 | 57 | Ea. |  | 150 |  | 8550 | 54 | Ea. |  | 150 |  | 8100 | 57 | Ea. |  | 150 |  | 8550 | 54 | Ea. |  | 150 |  | 8100 | 57 | Ea. |  | 150 |  | 8550 | 54 | Ea. |  | 150 |  | 8100 | #VALUE! | Ea. |  | #N/A |  | #N/A
| 03-00-00~~03-00-05.3107 | 526-01-00~~526-01-05.3107 | 310- | 01- | 03- | 00- | 526- | 01- | 05.3107 | Collection Material - Contractor | [18 empty] | 160 | Per Elbow | [11 empty] | T_M_453 |  | Collection | 5 | 5 | 05.3107 |  | MV Collection-Termination Material-Elbow - 1250 | [6 empty] | US |  | 0 | Ea. |  | 160 |  | 0 | 0 | Ea. |  | 160 |  | 0 | 0 | Ea. |  | 160 |  | 0 | 78 | Ea. |  | 160 |  | 12480 | 78 | Ea. |  | 160 |  | 12480 | 192 | Ea. |  | 160 |  | 30720 | 78 | Ea. |  | 160 |  | 12480 | 75 | Ea. |  | 160 |  | 12000 | 78 | Ea. |  | 160 |  | 12480 | 75 | Ea. |  | 160 |  | 12000 | 78 | Ea. |  | 160 |  | 12480 | 75 | Ea. |  | 160 |  | 12000 | #VALUE! | Ea. |  | #N/A |  | #N/A
| 03-00-00~~03-00-05.3108 | 526-01-00~~526-01-05.3108 | 310- | 01- | 03- | 00- | 526- | 01- | 05.3108 | Collection Material - Contractor | [18 empty] | 180 | Per Elbow | [11 empty] | T_M_454 |  | Collection | 5 | 5 | 05.3108 |  | MV Collection-Termination Material-Elbow - 1500 | [6 empty] | US |  | 0 | Ea. |  | 180 |  | 0 | 0 | Ea. |  | 180 |  | 0 | 0 | Ea. |  | 180 |  | 0 | 9 | Ea. |  | 180 |  | 1620 | 9 | Ea. |  | 180 |  | 1620 | 18 | Ea. |  | 180 |  | 3240 | 9 | Ea. |  | 180 |  | 1620 | 9 | Ea. |  | 180 |  | 1620 | 9 | Ea. |  | 180 |  | 1620 | 9 | Ea. |  | 180 |  | 1620 | 9 | Ea. |  | 180 |  | 1620 | 9 | Ea. |  | 180 |  | 1620 | #VALUE! | Ea. |  | #N/A |  | #N/A
| 03-00-00~~03-00-05.3109 | 526-01-00~~526-01-05.3109 | 310- | 01- | 03- | 00- | 526- | 01- | 05.3109 | Collection Material - Contractor | [18 empty] | 96 | Per Phase, Qty = total of elbows | [11 empty] | T_M_455 |  | Collection | 5 | 5 | 05.3109 |  | MV Collection-Termination Material-Reducing Tap | [6 empty] | US |  | 58 | Ea. |  | 96 |  | 5568 | 58 | Ea. |  | 96 |  | 5568 | 23 | Ea. |  | 96 |  | 2208 | 23 | Ea. |  | 96 |  | 2208 | 23 | Ea. |  | 96 |  | 2208 | 58 | Ea. |  | 96 |  | 5568 | 23 | Ea. |  | 96 |  | 2208 | 22 | Ea. |  | 96 |  | 2112 | 23 | Ea. |  | 96 |  | 2208 | 22 | Ea. |  | 96 |  | 2112 | 23 | Ea. |  | 96 |  | 2208 | 22 | Ea. |  | 96 |  | 2112 | #VALUE! | Ea. |  | #N/A |  | #N/A
| 03-00-00~~03-00-05.3110 | 526-01-00~~526-01-05.3110 | 310- | 01- | 03- | 00- | 526- | 01- | 05.3110 | Collection Material - Contractor | [18 empty] | 363 | Per Phase, Qty = total of elbows | [11 empty] | T_M_456 |  | Collection | 5 | 5 | 05.3110 |  | MV Collection-Termination Material-Ball Stud Grnd | [6 empty] | US |  | 58 | Ea. |  | 363 |  | 21054 | 58 | Ea. |  | 363 |  | 21054 | 23 | Ea. |  | 363 |  | 8349 | 23 | Ea. |  | 363 |  | 8349 | 23 | Ea. |  | 363 |  | 8349 | 58 | Ea. |  | 363 |  | 21054 | 23 | Ea. |  | 363 |  | 8349 | 22 | Ea. |  | 363 |  | 7986 | 23 | Ea. |  | 363 |  | 8349 | 22 | Ea. |  | 363 |  | 7986 | 23 | Ea. |  | 363 |  | 8349 | 22 | Ea. |  | 363 |  | 7986 | #VALUE! | Ea. |  | #N/A |  | #N/A
| 03-00-00~~03-00-05.3111 | 526-01-00~~526-01-05.3111 | 310- | 01- | 03- | 00- | 526- | 01- | 05.3111 | Collection Material - Contractor | [18 empty] | 285 | Per Phase | [11 empty] | T_M_457 |  | Collection | 5 | 5 | 05.3111 |  | MV Collection-Termination Material-Arresstor Surge | [6 empty] | US |  | 60 | Ea. |  | 285 |  | 17100 | 60 | Ea. |  | 285 |  | 17100 | 24 | Ea. |  | 285 |  | 6840 | 24 | Ea. |  | 285 |  | 6840 | 24 | Ea. |  | 285 |  | 6840 | 60 | Ea. |  | 285 |  | 17100 | 24 | Ea. |  | 285 |  | 6840 | 24 | Ea. |  | 285 |  | 6840 | 24 | Ea. |  | 285 |  | 6840 | 24 | Ea. |  | 285 |  | 6840 | 24 | Ea. |  | 285 |  | 6840 | 24 | Ea. |  | 285 |  | 6840 | #VALUE! | Ea. |  | #N/A |  | #N/A
| 03-00-00~~03-00-05.3112 | 526-01-00~~526-01-05.3112 | 310- | 01- | 03- | 00- | 526- | 01- | 05.3112 | Collection Material - Contractor | [18 empty] | 28 | Per Phase, Qty = total of elbows | [11 empty] | T_M_458 |  | Collection | 5 | 5 | 05.3112 |  | MV Collection-Termination Material-Cap | [6 empty] | US |  | 525 | Ea. |  | 28 |  | 14700 | 525 | Ea. |  | 28 |  | 14700 | 210 | Ea. |  | 28 |  | 5880 | 216 | Ea. |  | 28 |  | 6048 | 216 | Ea. |  | 28 |  | 6048 | 528 | Ea. |  | 28 |  | 14784 | 216 | Ea. |  | 28 |  | 6048 | 210 | Ea. |  | 28 |  | 5880 | 216 | Ea. |  | 28 |  | 6048 | 210 | Ea. |  | 28 |  | 5880 | 216 | Ea. |  | 28 |  | 6048 | 210 | Ea. |  | 28 |  | 5880 | #N/A | Ea. |  | #N/A |  | #N/A
| 03-00-00~~03-00-05.3113 | 526-01-00~~526-01-05.3113 | 310- | 01- | 03- | 00- | 526- | 01- | 05.3113 | Collection Material - Contractor | [19 empty] | Per Phase | [11 empty] | T_M_459 |  | Collection | 5 | 5 | 05.3113 |  | MV Collection-Termination Material-Fault Indicator | [6 empty] | US |  | 58 | Ea. |  | 0 |  | 0 | 58 | Ea. |  | 0 |  | 0 | 23 | Ea. |  | 0 |  | 0 | 23 | Ea. |  | 0 |  | 0 | 23 | Ea. |  | 0 |  | 0 | 58 | Ea. |  | 0 |  | 0 | 23 | Ea. |  | 0 |  | 0 | 22 | Ea. |  | 0 |  | 0 | 23 | Ea. |  | 0 |  | 0 | 22 | Ea. |  | 0 |  | 0 | 23 | Ea. |  | 0 |  | 0 | 22 | Ea. |  | 0 |  | 0 | #VALUE! | Ea. |  | #N/A |  | #N/A
[7 empty] | Header |  | 5.4 | [32 empty] | T_M_460 |  | OHCollection | 5 | 5 | 5.4 |  | OVERHEAD COLLECTION | [6 empty] | US |  | 929.7379 | [5 empty] | 929.7379 | [5 empty] | 929.7379 | [5 empty] | 929.7379 | [5 empty] | 929.7379 | [5 empty] | 929.7379 | [5 empty] | 929.7379 | [5 empty] | 929.7379 | [5 empty] | 929.7379 | [5 empty] | 929.7379 | [5 empty] | 929.7379 | [5 empty] | 929.7379 | [5 empty] | 929.7379
[36 empty] | T_A_191 | [5 empty] | T_M_461 |  | OHCollection | 5 | 5 | 390 |  | Overhead Elec. Collection (34.5 kV) | [6 empty] | US |  | 0 | Mi. | 1.5667 | Pole Butt Dia (Ft.) |  |  | 0 | Mi. | 1.5667 | Pole Butt Dia (Ft.) |  |  | 0 | Mi. | 1.5667 | Pole Butt Dia (Ft.) |  |  | 0 | Mi. | 1.5667 | Pole Butt Dia (Ft.) |  |  | 0 | Mi. | 1.5667 | Pole Butt Dia (Ft.) |  |  | 0 | Mi. | 1.5667 | Pole Butt Dia (Ft.) |  |  | 0 | Mi. | 1.5667 | Pole Butt Dia (Ft.) |  |  | 0 | Mi. | 1.5667 | Pole Butt Dia (Ft.) |  |  | 0 | Mi. | 1.5667 | Pole Butt Dia (Ft.) |  |  | 0 | Mi. | 1.5667 | Pole Butt Dia (Ft.) |  |  | 0 | Mi. | 1.5667 | Pole Butt Dia (Ft.) |  |  | 0 | Mi. | 1.5667 | Pole Butt Dia (Ft.) |  |  | 0 | Mi. | 1.5667 | Pole Butt Dia (Ft.)
[36 empty] | T_A_192 | [5 empty] | T_M_462 |  | OHCollection | 5 | 5 | 391 | [8 empty] | US |  | 0 | Ckts | 70 | Ft. Pole Length |  |  | 0 | Ckts | 70 | Ft. Pole Length |  |  | 0 | Ckts | 70 | Ft. Pole Length |  |  | 0 | Ckts | 70 | Ft. Pole Length |  |  | 0 | Ckts | 70 | Ft. Pole Length |  |  | 0 | Ckts | 70 | Ft. Pole Length |  |  | 0 | Ckts | 70 | Ft. Pole Length |  |  | 0 | Ckts | 70 | Ft. Pole Length |  |  | 0 | Ckts | 70 | Ft. Pole Length |  |  | 0 | Ckts | 70 | Ft. Pole Length |  |  | 0 | Ckts | 70 | Ft. Pole Length |  |  | 0 | Ckts | 70 | Ft. Pole Length |  |  | 0 | Ckts | 70 | Ft. Pole Length
| 03-00-00~~03-00-05.4101 | 526-01-00~~526-01-05.4101 | 310- | 01- | 03- | 00- | 526- | 01- | 05.4101 | Collection Material - Contractor | [12 empty] | 1.43 | 2018-10-08 |  |  |  |  | 1 | Formula | Updated 8/24/2017 | [10 empty] | T_M_463 |  | OHCollection | 5 | 5 | 05.4101 |  | Overhead Collection Cable: | [5 empty] | Cable Size: | US |  | 0 | Lf. | Bluejay | 1.9305 |  | 0 | 0 | Lf. | Bluejay | 1.9305 |  | 0 | 0 | Lf. | Bluejay | 1.9305 |  | 0 | 0 | Lf. | Bluejay | 1.9305 |  | 0 | 0 | Lf. | Bluejay | 1.9305 |  | 0 | 0 | Lf. | Bluejay | 1.9305 |  | 0 | 0 | Lf. | Bluejay | 1.9305 |  | 0 | 0 | Lf. | Bluejay | 1.9305 |  | 0 | 0 | Lf. | Bluejay | 1.9305 |  | 0 | 0 | Lf. | Bluejay | 1.9305 |  | 0 | 0 | Lf. | Bluejay | 1.9305 |  | 0 | 0 | Lf. | Bluejay | 1.9305 |  | 0 | 0 | Lf. | Bluejay | #N/A |  | #N/A
| 03-00-00~~03-00-05.4201 | 526-01-00~~526-01-05.4201 | 310- | 01- | 03- | 00- | 526- | 01- | 05.4201 | Collection Material - Contractor | [12 empty] | 1.43 | 2018-10-08 |  |  |  |  | 1 | Formula | Updated 8/24/2017 | [10 empty] | T_M_464 |  | OHCollection | 5 | 5 | 05.4201 |  | Overhead Collection Structures: | [5 empty] | Structure Type: | US |  | 0 | Ea | Wood H2 | 3800 |  | 0 | 0 | Ea | Wood H2 | 3800 |  | 0 | 0 | Ea | Wood H2 | 3800 |  | 0 | 0 | Ea | Wood H2 | 3800 |  | 0 | 0 | Ea | Wood H2 | 3800 |  | 0 | 0 | Ea | Wood H2 | 3800 |  | 0 | 0 | Ea | Wood H2 | 3800 |  | 0 | 0 | Ea | Wood H2 | 3800 |  | 0 | 0 | Ea | Wood H2 | 3800 |  | 0 | 0 | Ea | Wood H2 | 3800 |  | 0 | 0 | Ea | Wood H2 | 3800 |  | 0 | 0 | Ea | Wood H2 | 3800 |  | 0 | 0 | Ea | Wood H2 | #N/A |  | #N/A
| 03-00-00~~03-00-05.4301 | 526-01-00~~526-01-05.4301 | 310- | 01- | 03- | 00- | 526- | 01- | 05.4301 | Collection Material - Contractor | [12 empty] | 1.43 | 2018-10-08 |  |  |  |  | 1 | Formula | Updated 8/24/2017 | [10 empty] | T_M_465 |  | OHCollection | 5 | 5 | 05.4301 |  | Overhead Collection OPGW Cable: | [5 empty] | OPGW Cable Type: | US |  | 0 | Lf. | 350 | 0 |  | 0 | 0 | Lf. | 350 | 0 |  | 0 | 0 | Lf. | 350 | 0 |  | 0 | 0 | Lf. | 350 | 0 |  | 0 | 0 | Lf. | 350 | 0 |  | 0 | 0 | Lf. | 350 | 0 |  | 0 | 0 | Lf. | 350 | 0 |  | 0 | 0 | Lf. | 350 | 0 |  | 0 | 0 | Lf. | 350 | 0 |  | 0 | 0 | Lf. | 350 | 0 |  | 0 | 0 | Lf. | 350 | 0 |  | 0 | 0 | Lf. | 350 | 0 |  | 0 | 0 | Lf. | 350 | #N/A |  | #N/A
| 03-00-00~~03-00-05.4401 | 526-01-00~~526-01-05.4401 | 310- | 01- | 03- | 00- | 526- | 01- | 05.4401 | Collection Material - Contractor | [12 empty] | 900.9 | 2018-10-08 |  |  |  |  | 630 |  | Updated 8/24/2017 | [10 empty] | T_M_466 |  | OHCollection | 5 | 5 | 05.4401 |  | Overhead Collection Insulators | [6 empty] | US |  | 0 | Ea |  | 0 |  | 0 | 0 | Ea |  | 0 |  | 0 | 0 | Ea |  | 0 |  | 0 | 0 | Ea |  | 0 |  | 0 | 0 | Ea |  | 0 |  | 0 | 0 | Ea |  | 0 |  | 0 | 0 | Ea |  | 0 |  | 0 | 0 | Ea |  | 0 |  | 0 | 0 | Ea |  | 0 |  | 0 | 0 | Ea |  | 0 |  | 0 | 0 | Ea |  | 0 |  | 0 | 0 | Ea |  | 0 |  | 0 | 0 | Ea |  | #N/A |  | #N/A
| 03-00-00~~03-00-05.4501 | 526-01-00~~526-01-05.4501 | 310- | 01- | 03- | 00- | 526- | 01- | 05.4501 | Collection Material - Contractor | [12 empty] | 7150 | 2018-10-08 |  |  |  |  | 5000 | Need Updating | [11 empty] | T_M_467 |  | OHCollection | 5 | 5 | 05.4501 |  | Overhead Collection U/G to A/G interfaces | [6 empty] | US |  | 0 | Ea |  | 5000 |  | 0 | 0 | Ea |  | 5000 |  | 0 | 0 | Ea |  | 5000 |  | 0 | 0 | Ea |  | 5000 |  | 0 | 0 | Ea |  | 5000 |  | 0 | 0 | Ea |  | 5000 |  | 0 | 0 | Ea |  | 5000 |  | 0 | 0 | Ea |  | 5000 |  | 0 | 0 | Ea |  | 5000 |  | 0 | 0 | Ea |  | 5000 |  | 0 | 0 | Ea |  | 5000 |  | 0 | 0 | Ea |  | 5000 |  | 0 | 0 | Ea |  | #N/A |  | #N/A
| 03-00-00~~03-00-05.4999 | 526-01-00~~526-01-05.4999 | 310- | 01- | 03- | 00- | 526- | 01- | 05.4999 | Collection Material - Contractor | [12 empty] | 0 | [5 empty] | 0 | Need Updating | [11 empty] | T_M_468 |  | OHCollection | 5 | 5 | 05.4999 |  | Overhead collection Other | [6 empty] | US |  | 0 | Ea |  |  |  | 0 | 0 | Ea |  |  |  | 0 | 0 | Ea |  |  |  | 0 | 0 | Ea |  |  |  | 0 | 0 | Ea |  |  |  | 0 | 0 | Ea |  |  |  | 0 | 0 | Ea |  |  |  | 0 | 0 | Ea |  |  |  | 0 | 0 | Ea |  |  |  | 0 | 0 | Ea |  |  |  | 0 | 0 | Ea |  |  |  | 0 | 0 | Ea |  |  |  | 0 | 0 | Ea |  |  |  | 0
[7 empty] | Header |  | 5.6 | [32 empty] | T_M_469 |  | OHCollection | 5 | 5 | 5.6 |  | SCADA and Communication | [6 empty] | US |  |  |  | Remote Site? | [5 empty] | Remote Site? | [5 empty] | Remote Site? | [5 empty] | Remote Site? | [5 empty] | Remote Site? | [5 empty] | Remote Site? | [5 empty] | Remote Site? | [5 empty] | Remote Site? | [5 empty] | Remote Site? | [5 empty] | Remote Site? | [5 empty] | Remote Site? | [5 empty] | Remote Site? | [5 empty] | Remote Site?
| 09-00-00~~09-00-05.5001 | 526-02-00~~526-02-05.5001 | 308- | 01- | 09- | 00- | 526- | 02- | 05.5001 | Collection Material | [12 empty] | 1.25 | [5 empty] | 1 | [12 empty] | T_M_470 |  | Elect | 5 | 5 | 05.5001 |  | Install of Comm. to Project Site - by Owner | [6 empty] | US |  | 1 | Lot | No | 164000 |  | 164000 | 1 | Lot | No | 164000 |  | 164000 | 1 | Lot | No | 164000 |  | 164000 | 1 | Lot | No | 164000 |  | 164000 | 1 | Lot | No | 164000 |  | 164000 | 1 | Lot | No | 164000 |  | 164000 | 1 | Lot | No | 164000 |  | 164000 | 0.5 | Lot | No | 164000 |  | 82000 | 1 | Lot | No | 164000 |  | 164000 | 1 | Lot | No | 164000 |  | 164000 | 1 | Lot | No | 164000 |  | 164000 | 1 | Lot | No | 164000 |  | 164000 | 1 | Lot | No | #N/A |  | #N/A
| 03-00-00~~03-00-05.5002 | 526-01-00~~526-01-05.5002 | 310- | 01- | 03- | 00- | 526- | 01- | 05.5002 | Collection Material - Contractor | [12 empty] | 0.55 | [5 empty] | 0.55 | [12 empty] | T_M_471 |  | Collection | 5 | 5 | 05.5002 |  | Fiber Optic Cable - Low Strand (Armored or Duct) | [6 empty] | US |  | 46057.1416 | Lf. |  | 0.55 |  | 25331.4279 | 46119.0866 | Lf. |  | 0.55 |  | 25365.4976 | 19528.3923 | Lf. |  | 0.55 |  | 10740.6157 | 17119.0654 | Lf. |  | 0.55 |  | 9415.486 | 17119.5752 | Lf. |  | 0.55 |  | 9415.7664 | 46119.0866 | Lf. |  | 0.55 |  | 25365.4976 | 16892.8123 | Lf. |  | 0.55 |  | 9291.0468 | 19170.3039 | Lf. |  | 0.55 |  | 10543.6672 | 16892.8123 | Lf. |  | 0.55 |  | 9291.0468 | 18916.3775 | Lf. |  | 0.55 |  | 10404.0076 | 16892.8123 | Lf. |  | 0.55 |  | 9291.0468 | 18916.3775 | Lf. |  | 0.55 |  | 10404.0076 | #VALUE! | Lf. |  | #N/A |  | #N/A
| 03-00-00~~03-00-05.5003 | 526-01-00~~526-01-05.5003 | 310- | 01- | 03- | 00- | 526- | 01- | 05.5003 | Collection Material - Contractor | [12 empty] | 0.79 | [5 empty] | 0.79 | [12 empty] | T_M_472 |  | Collection | 5 | 5 | 05.5003 |  | Fiber Optic Cable - High Strand (Armored or Duct) | [6 empty] | US |  | 94328.48 | Lf. |  | 0.79 |  | 74519.4992 | 37782.1392 | Lf. |  | 0.79 |  | 29847.89 | 8709.9038 | Lf. |  | 0.79 |  | 6880.824 | 29855.7253 | Lf. |  | 0.79 |  | 23586.023 | 29856.6144 | Lf. |  | 0.79 |  | 23586.7254 | 37782.1392 | Lf. |  | 0.79 |  | 29847.89 | 29458.9283 | Lf. |  | 0.79 |  | 23272.5534 | 8826.8223 | Lf. |  | 0.79 |  | 6973.1896 | 29458.9283 | Lf. |  | 0.79 |  | 23272.5534 | 8709.9038 | Lf. |  | 0.79 |  | 6880.824 | 29458.9283 | Lf. |  | 0.79 |  | 23272.5534 | 8709.9038 | Lf. |  | 0.79 |  | 6880.824 | #VALUE! | Lf. |  | #N/A |  | #N/A
| 09-00-00~~09-00-05.5004 | 526-01-00~~526-01-05.5004 | 310- | 01- | 09- | 00- | 526- | 01- | 05.5004 | Collection Material - Contractor | [12 empty] | 0 | [18 empty] | T_M_473 |  | Collection | 5 | 5 | 05.5004 |  | Fiber Optic Cable - Conduit | [6 empty] | US |  | 0 | Lf. |  | 0 |  | 0 | 0 | Lf. |  | 0 |  | 0 | 0 | Lf. |  | 0 |  | 0 | 0 | Lf. |  | 0 |  | 0 | 0 | Lf. |  | 0 |  | 0 | 0 | Lf. |  | 0 |  | 0 | 0 | Lf. |  | 0 |  | 0 | 0 | Lf. |  | 0 |  | 0 | 0 | Lf. |  | 0 |  | 0 | 0 | Lf. |  | 0 |  | 0 | 0 | Lf. |  | 0 |  | 0 | 0 | Lf. |  | 0 |  | 0 | 0 | Lf. |  | #N/A |  | #N/A
| 03-00-00~~03-00-05.5006 | 526-02-00~~526-02-05.5006 | 310- | 01- | 03- | 00- | 526- | 02- | 05.5006 | SCADA System - Contractor | [12 empty] | 9750 | [5 empty] | 6500 | [12 empty] | T_M_474 |  | ElectEpc | 5.6 | 5 | 05.5006 |  | SCADA Box | [6 empty] | US |  | 60 | Ea. |  | 6500 |  | 390000 | 60 | Ea. |  | 6500 |  | 390000 | 25 | Ea. |  | 6500 |  | 162500 | 25 | Ea. |  | 6500 |  | 162500 | 25 | Ea. |  | 6500 |  | 162500 | 60 | Ea. |  | 6500 |  | 390000 | 25 | Ea. |  | 6500 |  | 162500 | 24 | Ea. |  | 6500 |  | 156000 | 25 | Ea. |  | 6500 |  | 162500 | 24 | Ea. |  | 6500 |  | 156000 | 25 | Ea. |  | 6500 |  | 162500 | 24 | Ea. |  | 6500 |  | 156000 | #VALUE! | Ea. |  | #N/A |  | #N/A
| 03-00-00~~03-00-05.5007 | 526-02-00~~526-02-05.5007 | 310- | 01- | 03- | 00- | 526- | 02- | 05.5007 | SCADA System - Contractor | [12 empty] | 2800 | [5 empty] | 2000 | [12 empty] | T_M_475 |  | ElectEpc | 5.6 | 5 | 05.5007 |  | SCADA N - Tron Switch | [6 empty] | US |  | 60 | Ea. |  | 2000 |  | 120000 | 60 | Ea. |  | 2000 |  | 120000 | 25 | Ea. |  | 2000 |  | 50000 | 25 | Ea. |  | 2000 |  | 50000 | 25 | Ea. |  | 2000 |  | 50000 | 60 | Ea. |  | 2000 |  | 120000 | 25 | Ea. |  | 2000 |  | 50000 | 24 | Ea. |  | 2000 |  | 48000 | 25 | Ea. |  | 2000 |  | 50000 | 24 | Ea. |  | 2000 |  | 48000 | 25 | Ea. |  | 2000 |  | 50000 | 24 | Ea. |  | 2000 |  | 48000 | #VALUE! | Ea. |  | #N/A |  | #N/A
| 09-00-00~~09-00-05.5999 | 526-02-00~~526-02-05.5999 | 310- | 01- | 09- | 00- | 526- | 02- | 05.5999 | Collection Material | [12 empty] | 220000 | [5 empty] | 110000 | [12 empty] | T_M_476 |  | Elect | 5.7 | 5 | 05.5999 |  | NEE Site Communication and Computer Systems | [6 empty] | US |  | 1 | Lot |  | 110000 |  | 110000 | 1 | Lot |  | 110000 |  | 110000 | 1 | Lot |  | 110000 |  | 110000 | 1 | Lot |  | 110000 |  | 110000 | 1 | Lot |  | 110000 |  | 110000 | 1 | Lot |  | 110000 |  | 110000 | 1 | Lot |  | 110000 |  | 110000 | 0.5 | Lot |  | 110000 |  | 55000 | 1 | Lot |  | 110000 |  | 110000 | 1 | Lot |  | 110000 |  | 110000 | 1 | Lot |  | 110000 |  | 110000 | 1 | Lot |  | 110000 |  | 110000 | 1 | Lot |  | #N/A |  | #N/A
| 09-00-00~~09-00-05.5009 | 526-02-00~~526-02-05.5009 | 310- | 01- | 09- | 00- | 526- | 02- | 05.5009 | Collection Material | [12 empty] | 1.4 | Formula |  |  |  |  | 1 | Formula | [11 empty] | T_M_477 |  | Elect | 5.7 | 1 | 05.5009 |  | SCADA - Tags & Programing |  |  |  |  | For DG, 1 Alsoenergy per 2 MW |  | US |  | 1 | Lot |  | 250000 |  | 250000 | 1 | Lot |  | 250000 |  | 250000 | 1 | Lot |  | 130000 |  | 130000 | 1 | Lot |  | 130000 |  | 130000 | 1 | Lot |  | 130000 |  | 130000 | 1 | Lot |  | 250000 |  | 250000 | 1 | Lot |  | 130000 |  | 130000 | 0.5 | Lot |  | 130000 |  | 65000 | 1 | Lot |  | 130000 |  | 130000 | 1 | Lot |  | 130000 |  | 130000 | 1 | Lot |  | 130000 |  | 130000 | 1 | Lot |  | 130000 |  | 130000 | 1 | Lot |  | #N/A |  | #N/A
| -00~~ | [40 empty] | T_M_478 |  |  |  |  | 407
| 09-00-00~~09-00-05.5010 | 526-02-00~~526-02-05.5010 | 310- | 01- | 09- | 00- | 526- | 02- | 05.5010 | Collection Material | [12 empty] | 80000 | 2015-05-22 | No Recommended Change |  |  |  | 50000 | [12 empty] | T_M_479 |  | Elect | 5.7 | 1 | 05.5010 |  | SCADA - Licenses | [6 empty] | US |  | 1 | Lot |  | 50000 |  | 50000 | 1 | Lot |  | 50000 |  | 50000 | 1 | Lot |  | 50000 |  | 50000 | 1 | Lot |  | 50000 |  | 50000 | 1 | Lot |  | 50000 |  | 50000 | 1 | Lot |  | 50000 |  | 50000 | 1 | Lot |  | 50000 |  | 50000 | 0.5 | Lot |  | 50000 |  | 25000 | 1 | Lot |  | 50000 |  | 50000 | 1 | Lot |  | 50000 |  | 50000 | 1 | Lot |  | 50000 |  | 50000 | 1 | Lot |  | 50000 |  | 50000 | 1 | Lot |  | #N/A |  | #N/A
| 09-00-00~~09-00-05.5011 | 526-02-00~~526-02-05.5011 | 310- | 01- | 09- | 00- | 526- | 02- | 05.5011 | Collection Material | [12 empty] | 1.43 | 2018-10-08 |  |  |  |  | 1 | Formula | [11 empty] | T_M_480 |  | Elect | 5.7 | 5 | 05.5011 |  | Other Electrical Equipment | [6 empty] | US |  | 0 | Ea. |  | 320 |  | 0 | 0 | Ea. |  | 320 |  | 0 | 0 | Ea. |  | 320 |  | 0 | 0 | Ea. |  | 320 |  | 0 | 0 | Ea. |  | 320 |  | 0 | 0 | Ea. |  | 320 |  | 0 | 0 | Ea. |  | 320 |  | 0 | 0 | Ea. |  | 320 |  | 0 | 0 | Ea. |  | 320 |  | 0 | 0 | Ea. |  | 320 |  | 0 | 0 | Ea. |  | 320 |  | 0 | 0 | Ea. |  | 320 |  | 0 | 0 | Ea. |  | #N/A |  | #N/A
| 09-00-00~~09-00-05.5012 | 526-02-00~~526-02-05.5012 | 310- | 01- | 09- | 00- | 526- | 02- | 05.5012 | Collection Material | [12 empty] | 1.25 | Formula |  |  |  |  | 1 | Formula | [11 empty] | T_M_481 |  | Elect | 5.7 | 5 | 05.5012 |  | E&C Supply NERC CIP Locks | [6 empty] | US |  | 3 | Ea. |  | 1000 |  | 3000 | 3 | Ea. |  | 1000 |  | 3000 | 2 | Ea. |  | 1000 |  | 2000 | 2 | Ea. |  | 1000 |  | 2000 | 2 | Ea. |  | 1000 |  | 2000 | 3 | Ea. |  | 1000 |  | 3000 | 2 | Ea. |  | 1000 |  | 2000 | 2 | Ea. |  | 1000 |  | 2000 | 2 | Ea. |  | 1000 |  | 2000 | 2 | Ea. |  | 1000 |  | 2000 | 2 | Ea. |  | 1000 |  | 2000 | 2 | Ea. |  | 1000 |  | 2000 | 5 | Ea. |  | #N/A |  | #N/A
| 04-00-00~~04-00-05.9997 | 301-01-00~~301-01-05.9997 | 310- | 01- | 04- | 00- | 301- | 01- | 05.9997 | SCADA System - Contractor | [31 empty] | T_M_482 |  |  | 5.6 | 5 | 05.9997 |  | EPC Lump Sum SCADA System Supply and Install | [6 empty] | C |  | 0 | LS |  | 510000 |  | 0 | 0 | LS |  | 510000 |  | 0 | 0 | LS |  | 212500 |  | 0 | 0 | LS |  | 212500 |  | 0 | 0 | LS |  | 212500 |  | 0 | 0 | LS |  | 510000 |  | 0 | 0 | LS |  | 212500 |  | 0 | 0 | LS |  | 204000 |  | 0 | 0 | LS |  | 212500 |  | 0 | 0 | LS |  | 204000 |  | 0 | 0 | LS |  | 212500 |  | 0 | 0 | LS |  | 204000 |  | 0 | 0 | LS |  | #VALUE! |  | #VALUE!
| 04-00-00~~04-00-05.9998 | 301-01-00~~301-01-05.9998 | 310- | 01- | 04- | 00- | 301- | 01- | 05.9998 | Collection Material - Contractor | [31 empty] | T_M_483 |  |  | 5 | 5 | 05.9998 |  | EPC Lump Sum Supply AC Collection System | [6 empty] | C |  | 0 | LS |  | 3005312.0813 |  | 0 | 0 | LS |  | 1673494.6816 |  | 0 | 0 | LS |  | 532641.8367 |  | 0 | 0 | LS |  | 1070578.2939 |  | 0 | 0 | LS |  | 1070608.0325 |  | 0 | 0 | LS |  | 1764127.6103 |  | 0 | 0 | LS |  | 1057322.0961 |  | 0 | 0 | LS |  | 551709.4222 |  | 0 | 0 | LS |  | 1057322.0961 |  | 0 | 0 | LS |  | 545333.3275 |  | 0 | 0 | LS |  | 1057322.0961 |  | 0 | 0 | LS |  | 545333.3275 |  | 0 | 0 | LS |  | #VALUE! |  | #VALUE!
[23 empty] | - | [18 empty] | T_M_484 |  |  |  | - | 413 |  | - |  |  | - | - | - | - |  |  | - | - |  | - |  | - | - | - |  | - |  | - | - | - |  | - |  | - | - | - |  | - |  | - | - | - |  | - |  | - | - | - |  | - |  | - | - | - |  | - |  | - | - | - |  | - |  | - | - | - |  | - |  | - | - | - |  | - |  | - | - | - |  | - |  | - | - | - |  | - |  | - | - | - |  | - |  | -
[42 empty] | T_M_485 |  |  |  |  | 414 | [5 empty] | no escalation on PCU | [9 empty] | 18302312.0813 | [5 empty] | 16970494.6816 | [5 empty] | 6948841.8367 | [5 empty] | 7486778.2939 | [5 empty] | 7486808.0325 | [5 empty] | 17061127.6103 | [5 empty] | 7473522.0961 | [5 empty] | 6482509.4222 | [5 empty] | 7473522.0961 | [5 empty] | 6703133.3275 | [5 empty] | 7473522.0961 | [5 empty] | 6703133.3275 | [5 empty] | #N/A
[42 empty] | T_M_486 |  |  |  |  | 415
[7 empty] | Header |  | 6.0 | [32 empty] | T_M_487 |  |  |  |  | 6.0 |  | COLL., COMM. & SCADA SYSTEMS - INSTALL
[23 empty] | - | [18 empty] | T_M_488 |  |  |  | - | 417 |  | - |  |  | - | - | - | - |  |  | - | - |  | - |  | - | - | - |  | - |  | - | - | - |  | - |  | - | - | - |  | - |  | - | - | - |  | - |  | - | - | - |  | - |  | - | - | - |  | - |  | - | - | - |  | - |  | - | - | - |  | - |  | - | - | - |  | - |  | - | - | - |  | - |  | - | - | - |  | - |  | - | - | - |  | - |  | -
[42 empty] | T_M_489 |  |  |  |  | 418
[7 empty] | Header |  | 6.1 | [32 empty] | T_M_490 |  | Collection | 6 | 6 | 6.1 |  | CONTRACTOR SETUP FOR COLL. & COMM.
| 05-00-00~~05-00-06.1001 | 526-03-00~~526-03-06.1001 | 308- | 01- | 05- | 00- | 526- | 03- | 06.1001 | Collection Install Contractor | [12 empty] | 2 | Formula | Increase unit cost due to historic cost |  |  |  | 1 | Formula | [11 empty] | T_M_491 |  | Collection | 6 | 6 | 06.1001 |  | Sub-Contractors Mob/Demob For Coll. & Comm. | [6 empty] | C |  | 0 | Lot |  | 406205.0221 |  | 0 | 0 | Lot |  | 406205.0221 |  | 0 | 0 | Lot |  | 166219.6483 |  | 0 | 0 | Lot |  | 166219.6483 |  | 0 | 0 | Lot |  | 166219.6483 |  | 0 | 0 | Lot |  | 406205.0221 |  | 0 | 0 | Lot |  | 166219.6483 |  | 0 | 0 | Lot |  | 162209.6483 |  | 0 | 0 | Lot |  | 166219.6483 |  | 0 | 0 | Lot |  | 162209.6483 |  | 0 | 0 | Lot |  | 166219.6483 |  | 0 | 0 | Lot |  | 162209.6483 |  | 0 | 0 | Lot |  | #VALUE! |  | #VALUE!
| 05-00-00~~05-00-06.1002 | 526-03-00~~526-03-06.1002 | 308- | 01- | 05- | 00- | 526- | 03- | 06.1002 | Collection Install Contractor | [12 empty] | 72000 | 2015-05-22 | Increase unit cost due to historic cost |  |  |  | 50000 | [12 empty] | T_M_492 |  | Collection | 6 | 6 | 06.1002 |  | Sub-Contractors Temporary Power Install | [6 empty] | C |  | 0 | Lot |  | 60001.674 |  | 0 | 0 | Lot |  | 60001.674 |  | 0 | 0 | Lot |  | 73989.6483 |  | 0 | 0 | Lot |  | 73989.6483 |  | 0 | 0 | Lot |  | 73989.6483 |  | 0 | 0 | Lot |  | 60001.674 |  | 0 | 0 | Lot |  | 73989.6483 |  | 0 | 0 | Lot |  | 73989.6483 |  | 0 | 0 | Lot |  | 73989.6483 |  | 0 | 0 | Lot |  | 73989.6483 |  | 0 | 0 | Lot |  | 73989.6483 |  | 0 | 0 | Lot |  | 73989.6483 |  | 0 | 0 | Lot |  | #N/A |  | #N/A
| 05-00-00~~05-00-06.1003 | 526-03-00~~526-03-06.1003 | 308- | 01- | 05- | 00- | 526- | 03- | 06.1003 | Collection Install Contractor | [12 empty] | 1.69 | Formula | 2018-10-08 |  |  |  | 1 | Formula | [11 empty] | T_M_493 |  | Collection | 6 | 6 | 06.1003 |  | Sub-Contractors General Conditions | [6 empty] | C |  | 0 | Lot |  | 240006.6962 |  | 0 | 0 | Lot |  | 240006.6962 |  | 0 | 0 | Lot |  | 147979.2966 |  | 0 | 0 | Lot |  | 147979.2966 |  | 0 | 0 | Lot |  | 147979.2966 |  | 0 | 0 | Lot |  | 240006.6962 |  | 0 | 0 | Lot |  | 147979.2966 |  | 0 | 0 | Lot |  | 147979.2966 |  | 0 | 0 | Lot |  | 147979.2966 |  | 0 | 0 | Lot |  | 147979.2966 |  | 0 | 0 | Lot |  | 147979.2966 |  | 0 | 0 | Lot |  | 147979.2966 |  | 0 | 0 | Lot |  | #VALUE! |  | #VALUE!
[7 empty] | Header |  | 6.2 | [32 empty] | T_M_494 |  | Collection | 6 | 6 | 6.2 |  | CONTRACTOR COLL. & COMM. ENGINEERING | [6 empty] | C
| 05-00-00~~05-00-06.2001 | 526-03-00~~526-03-06.2001 | 308- | 01- | 05- | 00- | 526- | 03- | 06.2001 | Collection Install Contractor | [12 empty] | 0 | 2015-05-22 | Increase unit cost due to historic cost | [Formula] |  |  | Formula |  | From Above | [10 empty] | T_M_495 |  | Collection | 6 | 6 | 06.2001 |  | Elec. Collection System Detailed Design & Layout | [6 empty] | C |  | 0 | Ea. |  | 197400 |  | 0 | 0 | Ea. |  | 197400 |  | 0 | 0 | Ea. |  | 129300 |  | 0 | 0 | Ea. |  | 129300 |  | 0 | 0 | Ea. |  | 129300 |  | 0 | 0 | Ea. |  | 197400 |  | 0 | 0 | Ea. |  | 129300 |  | 0 | 0 | Ea. |  | 129300 |  | 0 | 0 | Ea. |  | 129300 |  | 0 | 0 | Ea. |  | 129300 |  | 0 | 0 | Ea. |  | 129300 |  | 0 | 0 | Ea. |  | 129300 |  | 0 | 0 | Ea. |  | #VALUE! |  | #VALUE!
| 05-00-00~~05-00-06.2002 | 526-03-00~~526-03-06.2002 | 308- | 01- | 05- | 00- | 526- | 03- | 06.2002 | Collection Install Contractor | [12 empty] | 2 | Formula | Increase unit cost due to historic cost | [Formula] |  |  | 1 | Formula | Formula Driven from Quantities |  |  |  |  | T_A_111 | [5 empty] | T_M_496 |  | Collection | 6 | 6 | 06.2002 |  | Elec. Survey, Stake & Grub | [6 empty] | C |  | 1 | Lot |  | 85562.3872 |  | 85562.3872 | 1 | Lot |  | 70441.9653 |  | 70441.9653 | 1 | Lot |  | 68514.4143 |  | 68514.4143 | 1 | Lot |  | 74729.5448 |  | 74729.5448 | 1 | Lot |  | 74729.5448 |  | 74729.5448 | 1 | Lot |  | 70441.9653 |  | 70441.9653 | 1 | Lot |  | 74433.5862 |  | 74433.5862 | 0.5 | Lot |  | 68366.435 |  | 34183.2175 | 1 | Lot |  | 74433.5862 |  | 74433.5862 | 1 | Lot |  | 68366.435 |  | 68366.435 | 1 | Lot |  | 74433.5862 |  | 74433.5862 | 1 | Lot |  | 68366.435 |  | 68366.435 | 1 | Lot |  | #VALUE! |  | #VALUE!
| 05-00-00~~05-00-06.2003 | 526-03-00~~526-03-06.2003 | 308- | 01- | 05- | 00- | 526- | 03- | 06.2003 | Collection Install Contractor | [12 empty] | 2 | Formula | Increase unit cost due to historic cost | [Formula] |  |  | 1 | Formula | Formula Driven from Quantities | [10 empty] | T_M_497 |  | Collection | 6 | 6 | 06.2003 |  | Collection System Soil Investigation by Contractor | [6 empty] | C |  | 0 | Lot |  | 43561.2154 |  | 0 | 0 | Lot |  | 28440.7935 |  | 0 | 0 | Lot |  | 16721.6605 |  | 0 | 0 | Lot |  | 22936.791 |  | 0 | 0 | Lot |  | 22936.791 |  | 0 | 0 | Lot |  | 28440.7935 |  | 0 | 0 | Lot |  | 22640.8324 |  | 0 | 0 | Lot |  | 16573.6812 |  | 0 | 0 | Lot |  | 22640.8324 |  | 0 | 0 | Lot |  | 16573.6812 |  | 0 | 0 | Lot |  | 22640.8324 |  | 0 | 0 | Lot |  | 16573.6812 |  | 0 | 0 | Lot |  | #VALUE! |  | #VALUE!
| 05-00-00~~05-00-06.2004 | 526-03-00~~526-03-06.2004 | 308- | 01- | 05- | 00- | 526- | 03- | 06.2004 | Collection Install Contractor | [12 empty] | 3 | Formula | Increase unit cost due to historic cost | [Formula] |  |  | 1 | Formula | Formula Driven from Quantities |  |  |  |  | T_A_111 | [5 empty] | T_M_498 |  | Collection | 6 | 6 | 06.2004 |  | Elec. Signs, Location Markers | [6 empty] | C |  | 1 | Lot |  | 22200.6194 |  | 22200.6194 | 1 | Lot |  | 13800.385 |  | 13800.385 | 1 | Lot |  | 6659.0683 |  | 6659.0683 | 1 | Lot |  | 10210.5715 |  | 10210.5715 | 1 | Lot |  | 10210.5715 |  | 10210.5715 | 1 | Lot |  | 13800.385 |  | 13800.385 | 1 | Lot |  | 10062.5922 |  | 10062.5922 | 1 | Lot |  | 6659.0683 |  | 6659.0683 | 1 | Lot |  | 10062.5922 |  | 10062.5922 | 1 | Lot |  | 6659.0683 |  | 6659.0683 | 1 | Lot |  | 10062.5922 |  | 10062.5922 | 1 | Lot |  | 6659.0683 |  | 6659.0683 | 1 | Lot |  | #VALUE! |  | #VALUE!
| 05-00-00~~05-00-06.2005 | 526-03-00~~526-03-06.2005 | 308- | 01- | 05- | 00- | 526- | 03- | 06.2005 | Collection Install Contractor | [12 empty] | 3 | Formula | Increase unit cost due to historic cost | [Formula] |  |  | 1 | Formula | Formula Driven from Quantities | [10 empty] | T_M_499 |  | Collection | 6 | 6 | 06.2005 |  | Elec. Collection System Information for As Builts | [6 empty] | C |  | 0 | Lot |  | 13560.3783 |  | 0 | 0 | Lot |  | 10440.2913 |  | 0 | 0 | Lot |  | 9322.6957 |  | 0 | 0 | Lot |  | 10506.5301 |  | 0 | 0 | Lot |  | 10506.5301 |  | 0 | 0 | Lot |  | 10440.2913 |  | 0 | 0 | Lot |  | 10506.5301 |  | 0 | 0 | Lot |  | 9174.7164 |  | 0 | 0 | Lot |  | 10506.5301 |  | 0 | 0 | Lot |  | 9174.7164 |  | 0 | 0 | Lot |  | 10506.5301 |  | 0 | 0 | Lot |  | 9174.7164 |  | 0 | 0 | Lot |  | #VALUE! |  | #VALUE!
| 05-00-00~~05-00-06.2006 | 526-03-00~~526-03-06.2006 | 308- | 01- | 05- | 00- | 526- | 03- | 06.2006 | Collection Install Contractor | [12 empty] | 24800 | 2015-05-22 | Increase unit cost due to historic cost | [Formula] |  |  | 12300 | [12 empty] | T_M_500 |  | Collection | 6 | 6 | 06.2006 |  | Collection & Elec. System QA/QC | [6 empty] | C |  | 0 | Mo. |  | 14760.4118 |  | 0 | 0 | Mo. |  | 14760.4118 |  | 0 | 0 | Mo. |  | 18201.4535 |  | 0 | 0 | Mo. |  | 18201.4535 |  | 0 | 0 | Mo. |  | 18201.4535 |  | 0 | 0 | Mo. |  | 14760.4118 |  | 0 | 0 | Mo. |  | 18201.4535 |  | 0 | 0 | Mo. |  | 18201.4535 |  | 0 | 0 | Mo. |  | 18201.4535 |  | 0 | 0 | Mo. |  | 18201.4535 |  | 0 | 0 | Mo. |  | 18201.4535 |  | 0 | 0 | Mo. |  | 18201.4535 |  | 0 | #VALUE! | Mo. |  | #N/A |  | #N/A
[7 empty] | Header |  | 6.3 | [32 empty] | T_M_501 |  |  |  |  | 6.3 |  | POWER CONVERSION UNITS "PCU's" (Installation) | [6 empty] | C
[42 empty] | T_M_502 |  | PCUInst | 6.3 | 6 | 431 |  | FACTORY ASSEMBLED | [6 empty] | C |  |  |  | Cassion Rock Adder | 0% |  |  |  |  | Cassion Rock Adder | 0% |  |  |  |  | Cassion Rock Adder | 0% |  |  |  |  | Cassion Rock Adder | 0% |  |  |  |  | Cassion Rock Adder | 0% |  |  |  |  | Cassion Rock Adder | 0% |  |  |  |  | Cassion Rock Adder | 0% |  |  |  |  | Cassion Rock Adder | 0% |  |  |  |  | Cassion Rock Adder | 0% |  |  |  |  | Cassion Rock Adder | 0% |  |  |  |  | Cassion Rock Adder | 0% |  |  |  |  | Cassion Rock Adder | 0% |  |  |  |  | Cassion Rock Adder | 0%
| 05-00-00~~05-00-06.3006 | 526-03-00~~526-03-06.3006 | 308- | 01- | 05- | 00- | 526- | 03- | 06.3006 | Collection Install Contractor | [12 empty] | 6318 | 2018-10-08 |  |  |  |  | 4050 | [12 empty] | T_M_503 |  | PCUInst | 6.3 | 6 | 06.3006 |  | PCU Unload / Set / Level / Install | [6 empty] | C |  | 58 | Ea. | 12 | 4860.1356 |  | 281887.8647 | 58 | Ea. |  | 4860.1356 |  | 281887.8647 | 23 | Ea. |  | 5993.1615 |  | 137842.7147 | 23 | Ea. |  | 5993.1615 |  | 137842.7147 | 23 | Ea. |  | 5993.1615 |  | 137842.7147 | 58 | Ea. |  | 4860.1356 |  | 281887.8647 | 23 | Ea. |  | 5993.1615 |  | 137842.7147 | 22 | Ea. |  | 5993.1615 |  | 131849.5532 | 23 | Ea. |  | 5993.1615 |  | 137842.7147 | 22 | Ea. |  | 5993.1615 |  | 131849.5532 | 23 | Ea. |  | 5993.1615 |  | 137842.7147 | 22 | Ea. |  | 5993.1615 |  | 131849.5532 | #N/A | Ea. |  | #N/A |  | #N/A
[38 empty] | T_A_76 |  |  |  | T_M_504 |  | PCUInst | 6.3 | 6 | 433 |  | PCU Foundation Piles |  |  | Based on Exterior Row with Piles 15.37 & 15.9 |  |  |  | C |  | 696 | Ea. | Steel Pile |  |  |  | 696 | Ea. | Steel Pile |  |  |  | 276 | Ea. | Steel Pile |  |  |  | 276 | Ea. | Steel Pile |  |  |  | 276 | Ea. | Steel Pile |  |  |  | 696 | Ea. | Steel Pile |  |  |  | 276 | Ea. | Steel Pile |  |  |  | 264 | Ea. | Steel Pile |  |  |  | 276 | Ea. | Steel Pile |  |  |  | 264 | Ea. | Steel Pile |  |  |  | 276 | Ea. | Steel Pile |  |  |  | 264 | Ea. | Steel Pile |  |  |  | #N/A | Ea. | Steel Pile
| 05-00-00~~05-00-06.3008 | 526-03-00~~526-03-06.3008 | 308- | 01- | 05- | 00- | 526- | 03- | 06.3008 | Collection Install Contractor | [12 empty] | 1.7726 | Formula With Lookups | 2018-10-08 |  |  |  | 1 | Formula With Lookups | [11 empty] | T_M_505 |  | PCUInst | 6.3 | 6 | 06.3008 |  | PCU Foundation Cassions |  |  | Base Cassion is 18" Dia |  |  |  | C |  | 0 | Ea. | 12 | 1662.9489 |  | 0 | 0 | Ea. | 12 | 1662.9489 |  | 0 | 0 | Ea. | 12 | 2050.6261 |  | 0 | 0 | Ea. | 12 | 2050.6261 |  | 0 | 0 | Ea. | 12 | 2050.6261 |  | 0 | 0 | Ea. | 12 | 1662.9489 |  | 0 | 0 | Ea. | 12 | 2050.6261 |  | 0 | 0 | Ea. | 12 | 2050.6261 |  | 0 | 0 | Ea. | 12 | 2050.6261 |  | 0 | 0 | Ea. | 12 | 2050.6261 |  | 0 | 0 | Ea. | 12 | 2050.6261 |  | 0 | 0 | Ea. | 12 | 2050.6261 |  | 0 | 0 | Ea. | 12 | #N/A |  | #N/A
| 05-00-00~~05-00-06.3009 | 526-03-00~~526-03-06.3009 | 308- | 01- | 05- | 00- | 526- | 03- | 06.3009 | Collection Install Contractor | [12 empty] | 1464.171 | 2018-10-08 |  |  |  |  | 826 | [12 empty] | T_M_506 |  | PCUInst | 6.3 | 6 | 06.3009 |  | PCU Foundation Footers |  |  | Depth of Footer |  |  |  | C |  | 0 | Cy. | 2.5 | 991.2277 |  | 0 | 0 | Cy. | 2.5 | 991.2277 |  | 0 | 0 | Cy. | 2.5 | 1222.309 |  | 0 | 0 | Cy. | 2.5 | 1222.309 |  | 0 | 0 | Cy. | 2.5 | 1222.309 |  | 0 | 0 | Cy. | 2.5 | 991.2277 |  | 0 | 0 | Cy. | 2.5 | 1222.309 |  | 0 | 0 | Cy. | 2.5 | 1222.309 |  | 0 | 0 | Cy. | 2.5 | 1222.309 |  | 0 | 0 | Cy. | 2.5 | 1222.309 |  | 0 | 0 | Cy. | 2.5 | 1222.309 |  | 0 | 0 | Cy. | 2.5 | 1222.309 |  | 0 | 0 | Cy. | #N/A | #N/A |  | #N/A
| 05-00-00~~05-00-06.3010 | 526-03-00~~526-03-06.3010 | 308- | 01- | 05- | 00- | 526- | 03- | 06.3010 | Collection Install Contractor | [12 empty] | 1 | Formula Reading Gravel 2.5005 |  |  |  |  | 1 | Formula Reading Gravel 2.5005 | [11 empty] | T_M_507 |  | PCUInst | 6.3 | 6 | 06.3010 |  | PCU Foundation Aggregate |  |  | Input Thickness of Gravel |  |  |  | C |  | 16307.28 | Sf. | 12 | 2.4428 |  | 39836.228 | 16307.28 | Sf. | 12 | 2.1437 |  | 34957.4568 | 6466.68 | Sf. | 12 | 2.5779 |  | 16670.3802 | 6466.68 | Sf. | 12 | 2.9377 |  | 18996.9502 | 6466.68 | Sf. | 12 | 2.9377 |  | 18996.9502 | 16307.28 | Sf. | 12 | 2.4428 |  | 39836.228 | 6466.68 | Sf. | 12 | 2.9377 |  | 18996.9502 | 6185.52 | Sf. | 12 | 2.9377 |  | 18170.9959 | 6466.68 | Sf. | 12 | 2.9377 |  | 18996.9502 | 6185.52 | Sf. | 12 | 2.9377 |  | 18170.9959 | 6466.68 | Sf. | 12 | 2.9377 |  | 18996.9502 | 6185.52 | Sf. | 12 | 2.9377 |  | 18170.9959 | #N/A | Sf. | 12 | #N/A |  | #N/A
| 05-00-00~~05-00-06.3011 | 526-03-00~~526-03-06.3011 | 308- | 01- | 05- | 00- | 526- | 03- | 06.3011 | Collection Install Contractor | [31 empty] | T_M_508 |  | PCUInst | 6.3 | 6 | 06.3011 |  | PCU Cable Vault | [6 empty] | C |  | 0 | Ea. |  | 0 |  | 0 | 0 | Ea. |  | 0 |  | 0 | 0 | Ea. |  | 0 |  | 0 | 0 | Ea. |  | 0 |  | 0 | 0 | Ea. |  | 0 |  | 0 | 0 | Ea. |  | 0 |  | 0 | 0 | Ea. |  | 0 |  | 0 | 0 | Ea. |  | 0 |  | 0 | 0 | Ea. |  | 0 |  | 0 | 0 | Ea. |  | 0 |  | 0 | 0 | Ea. |  | 0 |  | 0 | 0 | Ea. |  | 0 |  | 0 | 0 | Ea. |  | #N/A |  | #N/A
[42 empty] | T_M_509 |  | PCUInst | 6.3 | 6 | 438 |  | FIELD ASSEMBLED | [6 empty] | C
| 05-00-00~~05-00-06.3013 | 526-03-00~~526-03-06.3013 | 308- | 01- | 05- | 00- | 526- | 03- | 06.3013 | Collection Install Contractor | [12 empty] | 4466.9625 | 2018-10-08 |  |  |  |  | 2520 | [12 empty] | T_M_510 |  | PCUInst | 6.3 | 6 | 06.3013 |  | Unload / Install / Level Transformer | [6 empty] | C |  | 0 | Ea. |  | 3024.0844 |  | 0 | 0 | Ea. |  | 3024.0844 |  | 0 | 0 | Ea. |  | 3729.0783 |  | 0 | 0 | Ea. |  | 3729.0783 |  | 0 | 0 | Ea. |  | 3729.0783 |  | 0 | 0 | Ea. |  | 3024.0844 |  | 0 | 0 | Ea. |  | 3729.0783 |  | 0 | 0 | Ea. |  | 3729.0783 |  | 0 | 0 | Ea. |  | 3729.0783 |  | 0 | 0 | Ea. |  | 3729.0783 |  | 0 | 0 | Ea. |  | 3729.0783 |  | 0 | 0 | Ea. |  | 3729.0783 |  | 0 | #N/A | Ea. |  | #N/A |  | #N/A
| 05-00-00~~05-00-06.3014 | 526-03-00~~526-03-06.3014 | 308- | 01- | 05- | 00- | 526- | 03- | 06.3014 | Collection Install Contractor | [12 empty] | 1.7726 | 2018-10-08 |  |  |  |  | 1 | Formula | [11 empty] | T_M_511 |  | PCUInst | 6.3 | 6 | 06.3014 |  | Unload / Install / Level Inverter | [6 empty] | C |  | 0 | Ea. |  | 2304.0643 |  | 0 | 0 | Ea. |  | 2304.0643 |  | 0 | 0 | Ea. |  | 2841.2025 |  | 0 | 0 | Ea. |  | 2841.2025 |  | 0 | 0 | Ea. |  | 2841.2025 |  | 0 | 0 | Ea. |  | 2304.0643 |  | 0 | 0 | Ea. |  | 2841.2025 |  | 0 | 0 | Ea. |  | 2841.2025 |  | 0 | 0 | Ea. |  | 2841.2025 |  | 0 | 0 | Ea. |  | 2841.2025 |  | 0 | 0 | Ea. |  | 2841.2025 |  | 0 | 0 | Ea. |  | 2841.2025 |  | 0 | #N/A | Ea. |  | #N/A |  | #N/A
| 05-00-00~~05-00-06.3015 | 526-03-00~~526-03-06.3015 | 308- | 01- | 05- | 00- | 526- | 03- | 06.3015 | Collection Install Contractor | [12 empty] | 7.179 | 2018-10-08 |  |  |  |  | 4.05 | [12 empty] | T_M_512 |  | PCUInst | 6.3 | 6 | 06.3015 |  | Power Cable LV - Inverter to Transformer | [6 empty] | C |  | 0 | Lf. |  | 4.8601 |  | 0 | 0 | Lf. |  | 4.8601 |  | 0 | 0 | Lf. |  | 5.9932 |  | 0 | 0 | Lf. |  | 5.9932 |  | 0 | 0 | Lf. |  | 5.9932 |  | 0 | 0 | Lf. |  | 4.8601 |  | 0 | 0 | Lf. |  | 5.9932 |  | 0 | 0 | Lf. |  | 5.9932 |  | 0 | 0 | Lf. |  | 5.9932 |  | 0 | 0 | Lf. |  | 5.9932 |  | 0 | 0 | Lf. |  | 5.9932 |  | 0 | 0 | Lf. |  | 5.9932 |  | 0 | 0 | Lf. |  | #N/A |  | #N/A
| 05-00-00~~05-00-06.3016 | 526-03-00~~526-03-06.3016 | 308- | 01- | 05- | 00- | 526- | 03- | 06.3016 | Collection Install Contractor | [12 empty] | 28.7162 | 2018-10-08 |  |  |  |  | 16.2 | [12 empty] | T_M_513 |  | PCUInst | 6.3 | 6 | 06.3016 |  | Inverter to Transformer Conduit | [6 empty] | C |  | 0 | Lf. |  | 19.4405 |  | 0 | 0 | Lf. |  | 19.4405 |  | 0 | 0 | Lf. |  | 23.9726 |  | 0 | 0 | Lf. |  | 23.9726 |  | 0 | 0 | Lf. |  | 23.9726 |  | 0 | 0 | Lf. |  | 19.4405 |  | 0 | 0 | Lf. |  | 23.9726 |  | 0 | 0 | Lf. |  | 23.9726 |  | 0 | 0 | Lf. |  | 23.9726 |  | 0 | 0 | Lf. |  | 23.9726 |  | 0 | 0 | Lf. |  | 23.9726 |  | 0 | 0 | Lf. |  | 23.9726 |  | 0 | 0 | Lf. |  | #N/A |  | #N/A
| 05-00-00~~05-00-06.3017 | 526-03-00~~526-03-06.3017 | 308- | 01- | 05- | 00- | 526- | 03- | 06.3017 | Collection Install Contractor | [12 empty] | 1208.916 | 2018-10-08 |  |  |  |  | 682 | [12 empty] | T_M_514 |  | PCUInst | 6.3 | 6 | 06.3017 |  | PCU Foundation/Support Aggregate | [6 empty] | C |  | 0 | Cy. | 2.5 | 818.4228 |  | 0 | 0 | Cy. | 2.5 | 818.4228 |  | 0 | 0 | Cy. | 2.5 | 1009.2188 |  | 0 | 0 | Cy. | 2.5 | 1009.2188 |  | 0 | 0 | Cy. | 2.5 | 1009.2188 |  | 0 | 0 | Cy. | 2.5 | 818.4228 |  | 0 | 0 | Cy. | 2.5 | 1009.2188 |  | 0 | 0 | Cy. | 2.5 | 1009.2188 |  | 0 | 0 | Cy. | 2.5 | 1009.2188 |  | 0 | 0 | Cy. | 2.5 | 1009.2188 |  | 0 | 0 | Cy. | 2.5 | 1009.2188 |  | 0 | 0 | Cy. | 2.5 | 1009.2188 |  | 0 | 0 | Cy. | #N/A | #N/A |  | #N/A
| 05-00-00~~05-00-06.3018 | 526-03-00~~526-03-06.3018 | 308- | 01- | 05- | 00- | 526- | 03- | 06.3018 | Collection Install Contractor | [12 empty] | 1208.916 | 2018-10-08 |  |  |  |  | 682 | [12 empty] | T_M_515 |  | PCUInst | 6.3 | 6 | 06.3018 |  | Transformer Foundation Concrete Pad | [6 empty] | C |  | 0 | Ea. |  | 818.4228 |  | 0 | 0 | Ea. |  | 818.4228 |  | 0 | 0 | Ea. |  | 1009.2188 |  | 0 | 0 | Ea. |  | 1009.2188 |  | 0 | 0 | Ea. |  | 1009.2188 |  | 0 | 0 | Ea. |  | 818.4228 |  | 0 | 0 | Ea. |  | 1009.2188 |  | 0 | 0 | Ea. |  | 1009.2188 |  | 0 | 0 | Ea. |  | 1009.2188 |  | 0 | 0 | Ea. |  | 1009.2188 |  | 0 | 0 | Ea. |  | 1009.2188 |  | 0 | 0 | Ea. |  | 1009.2188 |  | 0 | 0 | Ea. |  | #N/A |  | #N/A
| 05-00-00~~05-00-06.3019 | 526-03-00~~526-03-06.3019 | 308- | 01- | 05- | 00- | 526- | 03- | 06.3019 | Collection Install Contractor | [12 empty] | 1208.916 | 2018-10-08 |  |  |  |  | 682 | [12 empty] | T_M_516 |  | PCUInst | 6.3 | 6 | 06.3019 |  | Inverter Foundation Concrete Pad | [6 empty] | C |  | 0 | Ea |  | 818.4228 |  | 0 | 0 | Ea |  | 818.4228 |  | 0 | 0 | Ea |  | 1009.2188 |  | 0 | 0 | Ea |  | 1009.2188 |  | 0 | 0 | Ea |  | 1009.2188 |  | 0 | 0 | Ea |  | 818.4228 |  | 0 | 0 | Ea |  | 1009.2188 |  | 0 | 0 | Ea |  | 1009.2188 |  | 0 | 0 | Ea |  | 1009.2188 |  | 0 | 0 | Ea |  | 1009.2188 |  | 0 | 0 | Ea |  | 1009.2188 |  | 0 | 0 | Ea |  | 1009.2188 |  | 0 | 0 | Ea |  | #N/A |  | #N/A
| 05-00-00~~05-00-06.3020 | 526-03-00~~526-03-06.3020 | 308- | 01- | 05- | 00- | 526- | 03- | 06.3020 | Collection Install Contractor | [12 empty] | 2552.55 | 2018-10-08 |  |  |  |  | 1440 | [12 empty] | T_M_517 |  | PCUInst | 6.3 | 6 | 06.3020 |  | Grounding for Transformers |  |  | (Grounding Grid, 2/0 AWG and Copper Ground Rod) |  |  |  | C |  | 58 | Ea. |  | 1728.0482 |  | 100226.7963 | 58 | Ea. |  | 1728.0482 |  | 100226.7963 | 23 | Ea. |  | 2130.9019 |  | 49010.743 | 23 | Ea. |  | 2130.9019 |  | 49010.743 | 23 | Ea. |  | 2130.9019 |  | 49010.743 | 58 | Ea. |  | 1728.0482 |  | 100226.7963 | 23 | Ea. |  | 2130.9019 |  | 49010.743 | 22 | Ea. |  | 2130.9019 |  | 46879.8411 | 23 | Ea. |  | 2130.9019 |  | 49010.743 | 22 | Ea. |  | 2130.9019 |  | 46879.8411 | 23 | Ea. |  | 2130.9019 |  | 49010.743 | 22 | Ea. |  | 2130.9019 |  | 46879.8411 | #VALUE! | Ea. |  | #N/A |  | #N/A
| 05-00-00~~05-00-06.3021 | 526-03-00~~526-03-06.3021 | 308- | 01- | 05- | 00- | 526- | 03- | 06.3021 | Collection Install Contractor | [12 empty] | 510.51 | 2018-10-08 |  |  |  |  | 288 | [12 empty] | T_M_518 |  | PCUInst | 6.3 | 6 | 06.3021 |  | Transformer AC Combiner Box | [6 empty] | US |  | 0 | Ea. |  | 345.6096 |  | 0 | 0 | Ea. |  | 345.6096 |  | 0 | 0 | Ea. |  | 426.1804 |  | 0 | 0 | Ea. |  | 426.1804 |  | 0 | 0 | Ea. |  | 426.1804 |  | 0 | 0 | Ea. |  | 345.6096 |  | 0 | 0 | Ea. |  | 426.1804 |  | 0 | 0 | Ea. |  | 426.1804 |  | 0 | 0 | Ea. |  | 426.1804 |  | 0 | 0 | Ea. |  | 426.1804 |  | 0 | 0 | Ea. |  | 426.1804 |  | 0 | 0 | Ea. |  | 426.1804 |  | 0 | 0 | Ea. |  | #N/A |  | #N/A
| 05-00-00~~05-00-06.3022 | 526-03-00~~526-03-06.3022 | 308- | 01- | 05- | 00- | 526- | 03- | 06.3022 | Collection Install Contractor | [12 empty] | 191.4412 | 2018-10-08 |  |  |  |  | 108 | [12 empty] | T_M_519 |  | PCUInst | 6.3 | 6 | 06.3022 |  | Transformer AC Combiner Box Termination | [6 empty] | US |  | 0 | Ea. |  | 129.6036 |  | 0 | 0 | Ea. |  | 129.6036 |  | 0 | 0 | Ea. |  | 159.8176 |  | 0 | 0 | Ea. |  | 159.8176 |  | 0 | 0 | Ea. |  | 159.8176 |  | 0 | 0 | Ea. |  | 129.6036 |  | 0 | 0 | Ea. |  | 159.8176 |  | 0 | 0 | Ea. |  | 159.8176 |  | 0 | 0 | Ea. |  | 159.8176 |  | 0 | 0 | Ea. |  | 159.8176 |  | 0 | 0 | Ea. |  | 159.8176 |  | 0 | 0 | Ea. |  | 159.8176 |  | 0 | 0 | Ea. |  | #N/A |  | #N/A
| 05-00-00~~05-00-06.3002 | 526-03-00~~526-03-06.3002 | 308- | 01- | 05- | 00- | 526- | 03- | 06.3002 | Collection Install Contractor | [12 empty] | 3190.6875 | 2018-10-08 |  |  |  |  | 1800 |  | P50 Logic updated to 4% per J. Arkerson, estimator to verify site conditions | 2016-04-05 | [9 empty] | T_M_520 |  | PCUInst | 6.3 | 6 | 06.3002 |  | Install SPCC For PCU | [6 empty] | C |  | 2.32 | Ea. | Verify % Each Site | 2160.0603 |  | 5011.3398 | 2.32 | Ea. | Verify % Each Site | 2160.0603 |  | 5011.3398 | 0.92 | Ea. | Verify % Each Site | 2663.6273 |  | 2450.5372 | 0.92 | Ea. | Verify % Each Site | 2663.6273 |  | 2450.5372 | 0.92 | Ea. | Verify % Each Site | 2663.6273 |  | 2450.5372 | 2.32 | Ea. | Verify % Each Site | 2160.0603 |  | 5011.3398 | 0.92 | Ea. | Verify % Each Site | 2663.6273 |  | 2450.5372 | 0.88 | Ea. | Verify % Each Site | 2663.6273 |  | 2343.9921 | 0.92 | Ea. | Verify % Each Site | 2663.6273 |  | 2450.5372 | 0.88 | Ea. | Verify % Each Site | 2663.6273 |  | 2343.9921 | 0.92 | Ea. | Verify % Each Site | 2663.6273 |  | 2450.5372 | 0.88 | Ea. | Verify % Each Site | 2663.6273 |  | 2343.9921 | #VALUE! | Ea. | Verify % Each Site | #N/A |  | #N/A
| 05-00-00~~05-00-06.3004 | 526-03-00~~526-03-06.3004 | 308- | 01- | 05- | 00- | 526- | 03- | 06.3004 | Collection Install Contractor | [12 empty] | 1914.4125 | 2018-10-08 |  |  |  |  | 1080 | [12 empty] | T_M_521 |  | PCUInst | 6.3 | 6 | 06.3004 |  | Unload "SPARE Pad Mount" Transformer(s) | [6 empty] | C |  | 0 | Ea. |  | 1296.0362 |  | 0 | 0 | Ea. |  | 1296.0362 |  | 0 | 0 | Ea. |  | 1598.1764 |  | 0 | 0 | Ea. |  | 1598.1764 |  | 0 | 0 | Ea. |  | 1598.1764 |  | 0 | 0 | Ea. |  | 1296.0362 |  | 0 | 0 | Ea. |  | 1598.1764 |  | 0 | 0 | Ea. |  | 1598.1764 |  | 0 | 0 | Ea. |  | 1598.1764 |  | 0 | 0 | Ea. |  | 1598.1764 |  | 0 | 0 | Ea. |  | 1598.1764 |  | 0 | 0 | Ea. |  | 1598.1764 |  | 0 | 0 | Ea. |  | #N/A |  | #N/A
[7 empty] | Header |  | 6.4 | [32 empty] | T_M_526 |  | Collection | 6 | 6 | 6.4 |  | SWITCHGEAR & J-BOXES | [6 empty] | C
| 05-00-00~~05-00-06.4001 | 526-03-00~~526-03-06.4001 | 308- | 01- | 05- | 00- | 526- | 03- | 06.4001 | Collection Install Contractor | [12 empty] | 6000 | 2018-10-08 |  |  |  |  | 4500 | Updated 7/10/14 | [11 empty] | T_M_527 |  | Collection | 6 | 6 | 06.4001 |  | Set / Level / Install J-Boxes | [6 empty] | C |  | 10 | Ea. |  | 5400.1507 |  | 54001.5066 | 10 | Ea. |  | 5400.1507 |  | 54001.5066 | 4 | Ea. |  | 6659.0683 |  | 26636.2734 | 4 | Ea. |  | 6659.0683 |  | 26636.2734 | 4 | Ea. |  | 6659.0683 |  | 26636.2734 | 10 | Ea. |  | 5400.1507 |  | 54001.5066 | 4 | Ea. |  | 6659.0683 |  | 26636.2734 | 4 | Ea. |  | 6659.0683 |  | 26636.2734 | 4 | Ea. |  | 6659.0683 |  | 26636.2734 | 4 | Ea. |  | 6659.0683 |  | 26636.2734 | 4 | Ea. |  | 6659.0683 |  | 26636.2734 | 4 | Ea. |  | 6659.0683 |  | 26636.2734 | #VALUE! | Ea. |  | #N/A |  | #N/A
| 05-00-00~~05-00-06.4002 | 526-03-00~~526-03-06.4002 | 308- | 01- | 05- | 00- | 526- | 03- | 06.4002 | Collection Install Contractor | [12 empty] | 3000 | 2018-10-08 |  |  |  |  | 2300 | Added 7-24-15 | [11 empty] | T_M_528 |  | Collection | 6 | 6 | 06.4002 |  | Set/Level/Install Padmount Metal Encl. Switchgear | [6 empty] | C |  | 0 | Ea. |  |  |  | 0 | 0 | Ea. |  |  |  | 0 | 0 | Ea. |  |  |  | 0 | 0 | Ea. |  |  |  | 0 | 0 | Ea. |  |  |  | 0 | 0 | Ea. |  |  |  | 0 | 0 | Ea. |  |  |  | 0 | 0 | Ea. |  |  |  | 0 | 0 | Ea. |  |  |  | 0 | 0 | Ea. |  |  |  | 0 | 0 | Ea. |  |  |  | 0 | 0 | Ea. |  |  |  | 0 | 0 | Ea. |  |  |  | 0
| 05-00-00~~05-00-06.4003 | 526-03-00~~526-03-06.4003 | 308- | 01- | 05- | 00- | 526- | 03- | 06.4003 | Collection Install Contractor | [12 empty] | 1000 | 2018-10-08 |  |  |  |  | 500 |  | Updated July 2012 | [10 empty] | T_M_529 |  | Collection | 6 | 6 | 06.4003 |  | Install J-Box Grounding | [6 empty] | C |  | 10 | Ea. |  | 600.0167 |  | 6000.1674 | 10 | Ea. |  | 600.0167 |  | 6000.1674 | 4 | Ea. |  | 739.8965 |  | 2959.5859 | 4 | Ea. |  | 739.8965 |  | 2959.5859 | 4 | Ea. |  | 739.8965 |  | 2959.5859 | 10 | Ea. |  | 600.0167 |  | 6000.1674 | 4 | Ea. |  | 739.8965 |  | 2959.5859 | 4 | Ea. |  | 739.8965 |  | 2959.5859 | 4 | Ea. |  | 739.8965 |  | 2959.5859 | 4 | Ea. |  | 739.8965 |  | 2959.5859 | 4 | Ea. |  | 739.8965 |  | 2959.5859 | 4 | Ea. |  | 739.8965 |  | 2959.5859 | #VALUE! | Ea. |  | #N/A |  | #N/A
| 05-00-00~~05-00-06.4004 | 526-03-00~~526-03-06.4004 | 308- | 01- | 05- | 00- | 526- | 03- | 06.4004 | Collection Install Contractor | [12 empty] | 1300 | [5 empty] | 300 | [12 empty] | T_M_530 |  | Collection | 6 | 6 | 06.4004 |  | Install Bollards & Rock for PMT & J-Boxes | [5 empty] | (2 per PMT, 4 per J-Box) | C |  | 156 | Locations |  | 360.01 |  | 56161.5669 | 156 | Locations |  | 360.01 |  | 56161.5669 | 62 | Locations |  | 443.9379 |  | 27524.1492 | 62 | Locations |  | 443.9379 |  | 27524.1492 | 62 | Locations |  | 443.9379 |  | 27524.1492 | 156 | Locations |  | 360.01 |  | 56161.5669 | 62 | Locations |  | 443.9379 |  | 27524.1492 | 60 | Locations |  | 443.9379 |  | 26636.2734 | 62 | Locations |  | 443.9379 |  | 27524.1492 | 60 | Locations |  | 443.9379 |  | 26636.2734 | 62 | Locations |  | 443.9379 |  | 27524.1492 | 60 | Locations |  | 443.9379 |  | 26636.2734 | #VALUE! | Locations |  | #N/A |  | #N/A
[7 empty] | Header |  | 6.5 | [32 empty] | T_M_531 |  |  |  |  | 6.5 |  | COLLECTION, CABLE & F.O. INSTALLATION TESTING
| 04-00-00~~04-00-06.5001 | 301-01-00~~301-01-06.5001 | 308- | 01- | 04- | 00- | 301- | 01- | 06.5001 | Testing and Commissioning | [12 empty] | 2 | Formula | 10/8/1/8 |  |  |  | 1 | Formula | Based on Number of Circuits | updated 1/2018 | [9 empty] | T_M_532 |  | Collection | 6 | 6 | 06.5001 |  | EPC Lump Sum: Testing and Commissioning |  |  |  |  | Electrical and Communication Testing and Check Out |  | C |  | 1 | LS |  | 540015.0664 |  | 540015.0664 | 1 | LS |  | 540015.0664 |  | 540015.0664 | 1 | LS |  | 532725.4676 |  | 532725.4676 | 1 | LS |  | 532725.4676 |  | 532725.4676 | 1 | LS |  | 532725.4676 |  | 532725.4676 | 1 | LS |  | 540015.0664 |  | 540015.0664 | 1 | LS |  | 532725.4676 |  | 532725.4676 | 0.5 | LS |  | 532725.4676 |  | 266362.7338 | 1 | LS |  | 532725.4676 |  | 532725.4676 | 1 | LS |  | 532725.4676 |  | 532725.4676 | 1 | LS |  | 532725.4676 |  | 532725.4676 | 1 | LS |  | 532725.4676 |  | 532725.4676 | 1 | LS |  | #VALUE! |  | #VALUE!
[42 empty] | T_M_533 |  | Collection | 6 | 6 | 458 |  |  |  |  | Continuity Testing: |  | Testing, Continuity, Megger, Grd Grid Resistance, PDIV, etc. |  | C |  | 0 | Lot |  |  |  | 0 | 0 | Lot |  |  |  | 0 | 0 | Lot |  |  |  | 0 | 0 | Lot |  |  |  | 0 | 0 | Lot |  |  |  | 0 | 0 | Lot |  |  |  | 0 | 0 | Lot |  |  |  | 0 | 0 | Lot |  |  |  | 0 | 0 | Lot |  |  |  | 0 | 0 | Lot |  |  |  | 0 | 0 | Lot |  |  |  | 0 | 0 | Lot |  |  |  | 0 | 0 | Lot |  |  |  | 0
[42 empty] | T_M_534 |  | Collection | 6 | 6 | 459 |  |  |  |  | Meggering: |  |  |  | C |  | 0 | Lot |  |  |  | 0 | 0 | Lot |  |  |  | 0 | 0 | Lot |  |  |  | 0 | 0 | Lot |  |  |  | 0 | 0 | Lot |  |  |  | 0 | 0 | Lot |  |  |  | 0 | 0 | Lot |  |  |  | 0 | 0 | Lot |  |  |  | 0 | 0 | Lot |  |  |  | 0 | 0 | Lot |  |  |  | 0 | 0 | Lot |  |  |  | 0 | 0 | Lot |  |  |  | 0 | 0 | Lot |  |  |  | 0
[42 empty] | T_M_535 |  | Collection | 6 | 6 | 460 |  |  |  |  | Grounding Grid Resistance: |  |  |  | C |  | 0 | Lot |  |  |  | 0 | 0 | Lot |  |  |  | 0 | 0 | Lot |  |  |  | 0 | 0 | Lot |  |  |  | 0 | 0 | Lot |  |  |  | 0 | 0 | Lot |  |  |  | 0 | 0 | Lot |  |  |  | 0 | 0 | Lot |  |  |  | 0 | 0 | Lot |  |  |  | 0 | 0 | Lot |  |  |  | 0 | 0 | Lot |  |  |  | 0 | 0 | Lot |  |  |  | 0 | 0 | Lot |  |  |  | 0
[42 empty] | T_M_536 |  | Collection | 6 | 6 | 461 |  |  |  |  | PDIV |  |  |  | C |  | 0 | Lot |  |  |  | 0 | 0 | Lot |  |  |  | 0 | 0 | Lot |  |  |  | 0 | 0 | Lot |  |  |  | 0 | 0 | Lot |  |  |  | 0 | 0 | Lot |  |  |  | 0 | 0 | Lot |  |  |  | 0 | 0 | Lot |  |  |  | 0 | 0 | Lot |  |  |  | 0 | 0 | Lot |  |  |  | 0 | 0 | Lot |  |  |  | 0 | 0 | Lot |  |  |  | 0 | 0 | Lot |  |  |  | 0
[42 empty] | T_M_537 |  | Collection | 6 | 6 | 462 |  |  |  |  | Hi POT |  |  |  | C |  | 0 | Lot |  |  |  | 0 | 0 | Lot |  |  |  | 0 | 0 | Lot |  |  |  | 0 | 0 | Lot |  |  |  | 0 | 0 | Lot |  |  |  | 0 | 0 | Lot |  |  |  | 0 | 0 | Lot |  |  |  | 0 | 0 | Lot |  |  |  | 0 | 0 | Lot |  |  |  | 0 | 0 | Lot |  |  |  | 0 | 0 | Lot |  |  |  | 0 | 0 | Lot |  |  |  | 0 | 0 | Lot |  |  |  | 0
[42 empty] | T_M_538 |  | Collection | 6 | 6 | 463 |  |  |  |  | db Loss (FO) |  |  |  | C |  | 0 | Lot |  |  |  | 0 | 0 | Lot |  |  |  | 0 | 0 | Lot |  |  |  | 0 | 0 | Lot |  |  |  | 0 | 0 | Lot |  |  |  | 0 | 0 | Lot |  |  |  | 0 | 0 | Lot |  |  |  | 0 | 0 | Lot |  |  |  | 0 | 0 | Lot |  |  |  | 0 | 0 | Lot |  |  |  | 0 | 0 | Lot |  |  |  | 0 | 0 | Lot |  |  |  | 0 | 0 | Lot |  |  |  | 0
[7 empty] | Header |  | 6.6 | [28 empty] | T_A_245 |  |  |  | T_M_539 |  | Collection | 6 | 6 | 6.6 |  | UNDERGROUND COLLECTION INSTALLATION | [5 empty] | Winter Construction?: | C |  |  |  | No | [5 empty] | No | [5 empty] | No | [5 empty] | No | [5 empty] | No | [5 empty] | No | [5 empty] | No | [5 empty] | No | [5 empty] | No | [5 empty] | No | [5 empty] | No | [5 empty] | No | [5 empty] | No
[25 empty] | Increase unit cost due to historic cost | [12 empty] | T_A_201 |  |  |  | T_M_540 |  | Collection | 6 | 6 | 465 | [7 empty] | Soil Hardness: | C |  |  |  | High | [5 empty] | High | [5 empty] | High | [5 empty] | High | [5 empty] | High | [5 empty] | High | [5 empty] | High | [5 empty] | High | [5 empty] | High | [5 empty] | High | [5 empty] | High | [5 empty] | High | [5 empty] | #N/A
| 05-00-00~~05-00-06.6002 | 526-03-00~~526-03-06.6002 | 308- | 01- | 05- | 00- | 526- | 03- | 06.6002 | Collection Install Contractor | [12 empty] | 14.3 | 2015-05-22 | New Unit cost added |  |  |  | 10 | [12 empty] | T_M_541 |  | Collection | 6 | 6 | 06.6002 |  | Collection Trench W/FO (native backfill) | [5 empty] | (Trench Footage) | C |  | 125344.305 | Ft. | 0% | 16.0003 | 0 | 2005550.8461 | 74911.8088 | Ft. | 0% | 16.0003 | 0 | 1198614.0213 | 25212.7643 | Ft. | 0% | 18.7979 | 0 | 473947.7698 | 41941.7775 | Ft. | 0% | 18.7979 | 0 | 788418.5826 | 41943.0264 | Ft. | 0% | 18.7979 | 0 | 788442.0601 | 74911.8088 | Ft. | 0% | 16.0003 | 0 | 1198614.0213 | 41385.4827 | Ft. | 0% | 18.7979 | 0 | 777961.3927 | 24997.4341 | Ft. | 0% | 18.7979 | 0 | 469900.0084 | 41385.4827 | Ft. | 0% | 18.7979 | 0 | 777961.3927 | 24666.3225 | Ft. | 0% | 18.7979 | 0 | 463675.7958 | 41385.4827 | Ft. | 0% | 18.7979 | 0 | 777961.3927 | 24666.3225 | Ft. | 0% | 18.7979 | 0 | 463675.7958 | #N/A | Ft. | 0% | #N/A | #N/A | #N/A
| 05-00-00~~05-00-06.6003 | 526-03-00~~526-03-06.6003 | 308- | 01- | 05- | 00- | 526- | 03- | 06.6003 | Collection Install Contractor | [12 empty] | 1.5444 | 2018-10-08 |  |  |  |  | 1.08 | [12 empty] | T_M_542 |  | Collection | 6 | 6 | 06.6003 |  | Install Collection Cable: (1/0) Trench Footage | [5 empty] | (Trench Footage) | C |  | 10280.612 | Ft. |  | 1.296 |  | 13324.0448 | 10294.439 | Ft. |  | 1.296 |  | 13341.9652 | 4359.0161 | Ft. |  | 1.5982 |  | 6966.4767 | 3821.22 | Ft. |  | 1.5982 |  | 6106.9836 | 3821.3337 | Ft. |  | 1.5982 |  | 6107.1654 | 10294.439 | Ft. |  | 1.296 |  | 13341.9652 | 3770.717 | Ft. |  | 1.5982 |  | 6026.271 | 4279.0857 | Ft. |  | 1.5982 |  | 6838.7338 | 3770.717 | Ft. |  | 1.5982 |  | 6026.271 | 4222.4057 | Ft. |  | 1.5982 |  | 6748.1491 | 3770.717 | Ft. |  | 1.5982 |  | 6026.271 | 4222.4057 | Ft. |  | 1.5982 |  | 6748.1491 | #N/A | Ft. |  | #N/A |  | #N/A
| 05-00-00~~05-00-06.6004 | 526-03-00~~526-03-06.6004 | 308- | 01- | 05- | 00- | 526- | 03- | 06.6004 | Collection Install Contractor | [12 empty] | 1.5444 | 2018-10-08 |  |  |  |  | 1.08 | [12 empty] | T_M_543 |  | Collection | 6 | 6 | 06.6004 |  | Install Collection Cable: (4/0) Trench Footage | [5 empty] | (Trench Footage) | C |  | 15420.9179 | Ft. |  | 1.296 |  | 19986.0673 | 15441.6585 | Ft. |  | 1.296 |  | 20012.9477 | 6538.5242 | Ft. |  | 1.5982 |  | 10449.7151 | 5731.8299 | Ft. |  | 1.5982 |  | 9160.4754 | 5732.0006 | Ft. |  | 1.5982 |  | 9160.7481 | 15441.6585 | Ft. |  | 1.296 |  | 20012.9477 | 5656.0756 | Ft. |  | 1.5982 |  | 9039.4065 | 6418.6285 | Ft. |  | 1.5982 |  | 10258.1007 | 5656.0756 | Ft. |  | 1.5982 |  | 9039.4065 | 6333.6085 | Ft. |  | 1.5982 |  | 10122.2237 | 5656.0756 | Ft. |  | 1.5982 |  | 9039.4065 | 6333.6085 | Ft. |  | 1.5982 |  | 10122.2237 | #N/A | Ft. |  | #N/A |  | #N/A
| 05-00-00~~05-00-06.6005 | 526-03-00~~526-03-06.6005 | 308- | 01- | 05- | 00- | 526- | 03- | 06.6005 | Collection Install Contractor | [12 empty] | 1.716 | 2018-10-08 |  |  |  |  | 1.2 | [12 empty] | T_M_544 |  | Collection | 6 | 6 | 06.6005 |  | Install Collection Cable 500 kcmil Trench Footage | [5 empty] | (Trench Footage) | C |  | 15420.9179 | Ft. |  | 1.44 |  | 22206.7414 | 15441.6585 | Ft. |  | 1.44 |  | 22236.6086 | 6538.5242 | Ft. |  | 1.7758 |  | 11610.7945 | 5731.8299 | Ft. |  | 1.7758 |  | 10178.306 | 5732.0006 | Ft. |  | 1.7758 |  | 10178.609 | 15441.6585 | Ft. |  | 1.44 |  | 22236.6086 | 5656.0756 | Ft. |  | 1.7758 |  | 10043.785 | 6418.6285 | Ft. |  | 1.7758 |  | 11397.8897 | 5656.0756 | Ft. |  | 1.7758 |  | 10043.785 | 6333.6085 | Ft. |  | 1.7758 |  | 11246.9152 | 5656.0756 | Ft. |  | 1.7758 |  | 10043.785 | 6333.6085 | Ft. |  | 1.7758 |  | 11246.9152 | #N/A | Ft. |  | #N/A |  | #N/A
| 05-00-00~~05-00-06.6006 | 526-03-00~~526-03-06.6006 | 308- | 01- | 05- | 00- | 526- | 03- | 06.6006 | Collection Install Contractor | [12 empty] | 1.9305 | 2018-10-08 |  |  |  |  | 1.35 | [12 empty] | T_M_545 |  | Collection | 6 | 6 | 06.6006 |  | Install Collection Cable 750 kcmil Trench Footage | [5 empty] | (Trench Footage) | C |  | 0 | Ft. |  | 1.62 |  | 0 | 0 | Ft. |  | 1.62 |  | 0 | 0 | Ft. |  | 1.9977 |  | 0 | 0 | Ft. |  | 1.9977 |  | 0 | 0 | Ft. |  | 1.9977 |  | 0 | 0 | Ft. |  | 1.62 |  | 0 | 0 | Ft. |  | 1.9977 |  | 0 | 0 | Ft. |  | 1.9977 |  | 0 | 0 | Ft. |  | 1.9977 |  | 0 | 0 | Ft. |  | 1.9977 |  | 0 | 0 | Ft. |  | 1.9977 |  | 0 | 0 | Ft. |  | 1.9977 |  | 0 | #VALUE! | Ft. |  | #N/A |  | #N/A
| 05-00-00~~05-00-06.6007 | 526-03-00~~526-03-06.6007 | 308- | 01- | 05- | 00- | 526- | 03- | 06.6007 | Collection Install Contractor | [12 empty] | 2.2063 | 2018-10-08 |  |  |  |  | 1.5429 | [12 empty] | T_M_546 |  | Collection | 6 | 6 | 06.6007 |  | Install Collection Cable 1000 kcmil Trench Footage | [5 empty] | (Trench Footage) | C |  | 84221.8571 | Ft. |  | 1.8515 |  | 155935.1032 | 33734.0529 | Ft. |  | 1.8515 |  | 62457.9319 | 7776.6998 | Ft. |  | 2.2831 |  | 17755.0544 | 10662.7591 | Ft. |  | 2.2831 |  | 24344.2427 | 10663.0766 | Ft. |  | 2.2831 |  | 24344.9676 | 13493.6211 | Ft. |  | 1.8515 |  | 24983.1727 | 10521.0458 | Ft. |  | 2.2831 |  | 24020.696 | 3152.4365 | Ft. |  | 2.2831 |  | 7197.3567 | 10521.0458 | Ft. |  | 2.2831 |  | 24020.696 | 3110.6799 | Ft. |  | 2.2831 |  | 7102.0218 | 10521.0458 | Ft. |  | 2.2831 |  | 24020.696 | 3110.6799 | Ft. |  | 2.2831 |  | 7102.0218 | #VALUE! | Ft. |  | #N/A |  | #N/A
| 05-00-00~~05-00-06.6008 | 526-03-00~~526-03-06.6008 | 308- | 01- | 05- | 00- | 526- | 03- | 06.6008 | Collection Install Contractor | [12 empty] | 2.574 | 2018-10-08 |  |  |  |  | 1.8 | [12 empty] | T_M_547 |  | Collection | 6 | 6 | 06.6008 |  | Install Collection Cable 1250 kcmil Trench Footage | [5 empty] | (Trench Footage) | C |  | 0 | Ft. |  | 2.1601 |  | 0 | 0 | Ft. |  | 2.1601 |  | 0 | 0 | Ft. |  | 2.6636 |  | 0 | 14661.2937 | Ft. |  | 2.6636 |  | 39052.2227 | 14661.7303 | Ft. |  | 2.6636 |  | 39053.3856 | 18553.7291 | Ft. |  | 2.1601 |  | 40077.173 | 14466.438 | Ft. |  | 2.6636 |  | 38533.1998 | 4334.6002 | Ft. |  | 2.6636 |  | 11545.7597 | 14466.438 | Ft. |  | 2.6636 |  | 38533.1998 | 4277.1849 | Ft. |  | 2.6636 |  | 11392.8266 | 14466.438 | Ft. |  | 2.6636 |  | 38533.1998 | 4277.1849 | Ft. |  | 2.6636 |  | 11392.8266 | #VALUE! | Ft. |  | #N/A |  | #N/A
| 05-00-00~~05-00-06.6009 | 526-03-00~~526-03-06.6009 | 308- | 01- | 05- | 00- | 526- | 03- | 06.6009 | Collection Install Contractor | [12 empty] | 3.0888 | [5 empty] | 2.16 | [12 empty] | T_M_548 |  | Collection | 6 | 6 | 06.6009 |  | Install Collection Cable 1500 kcmil Trench Footage | [8 empty] | 0 | Ft. |  | 2.5921 |  | 0 | 0 | Ft. |  | 2.5921 |  | 0 | 0 | Ft. |  | 3.1964 |  | 0 | 1332.8449 | Ft. |  | 3.1964 |  | 4260.2425 | 1332.8846 | Ft. |  | 3.1964 |  | 4260.3693 | 1686.7026 | Ft. |  | 2.5921 |  | 4372.0552 | 1315.1307 | Ft. |  | 3.1964 |  | 4203.6218 | 394.0546 | Ft. |  | 3.1964 |  | 1259.5374 | 1315.1307 | Ft. |  | 3.1964 |  | 4203.6218 | 388.835 | Ft. |  | 3.1964 |  | 1242.8538 | 1315.1307 | Ft. |  | 3.1964 |  | 4203.6218 | 388.835 | Ft. |  | 3.1964 |  | 1242.8538 | #VALUE! | Ft. |  | #N/A |  | #N/A
[7 empty] | Header |  | 6.61 | [32 empty] | T_M_549 |  | Collection | 6 | 6 | 6.61 |  | ENGINEERED BACKFILL MATERIAL CATEGORY: | [6 empty] | C
| 05-00-00~~05-00-06.6101 | 526-03-00~~526-03-06.6101 | 308- | 01- | 05- | 00- | 526- | 03- | 06.6101 | Collection Install Contractor | [12 empty] | 71.5 | 2018-10-08 |  |  |  |  | 50 |  | Updated July 2012 | [10 empty] | T_M_550 |  | Collection | 6 | 6 | 06.6101 |  | Backfill Category A: Minimum Compaction | [6 empty] | C |  | 0 | Cy. |  | 60.0017 |  | 0 | 0 | Cy. |  | 60.0017 |  | 0 | 0 | Cy. |  | 73.9896 |  | 0 | 0 | Cy. |  | 73.9896 |  | 0 | 0 | Cy. |  | 73.9896 |  | 0 | 0 | Cy. |  | 60.0017 |  | 0 | 0 | Cy. |  | 73.9896 |  | 0 | 0 | Cy. |  | 73.9896 |  | 0 | 0 | Cy. |  | 73.9896 |  | 0 | 0 | Cy. |  | 73.9896 |  | 0 | 0 | Cy. |  | 73.9896 |  | 0 | 0 | Cy. |  | 73.9896 |  | 0 | 0 | Cy. |  | #N/A |  | #N/A
| 05-00-00~~05-00-06.6102 | 526-03-00~~526-03-06.6102 | 308- | 01- | 05- | 00- | 526- | 03- | 06.6102 | Collection Install Contractor | [12 empty] | 100.1 | 2018-10-08 |  |  |  |  | 70 |  | Updated July 2012 | [10 empty] | T_M_551 |  | Collection | 6 | 6 | 06.6102 |  | Backfill Category B: Moderate Compaction | [6 empty] | C |  | 0 | Cy. |  | 84.0023 |  | 0 | 0 | Cy. |  | 84.0023 |  | 0 | 0 | Cy. |  | 103.5855 |  | 0 | 0 | Cy. |  | 103.5855 |  | 0 | 0 | Cy. |  | 103.5855 |  | 0 | 0 | Cy. |  | 84.0023 |  | 0 | 0 | Cy. |  | 103.5855 |  | 0 | 0 | Cy. |  | 103.5855 |  | 0 | 0 | Cy. |  | 103.5855 |  | 0 | 0 | Cy. |  | 103.5855 |  | 0 | 0 | Cy. |  | 103.5855 |  | 0 | 0 | Cy. |  | 103.5855 |  | 0 | 0 | Cy. |  | #N/A |  | #N/A
| 05-00-00~~05-00-06.6103 | 526-03-00~~526-03-06.6103 | 308- | 01- | 05- | 00- | 526- | 03- | 06.6103 | Collection Install Contractor | [12 empty] | 114.4 | 2018-10-08 |  |  |  |  | 80 |  | Updated July 2012 | [10 empty] | T_M_552 |  | Collection | 6 | 6 | 06.6103 |  | Backfill Category C: Granular Backfill | [6 empty] | C |  | 0 | Cy. |  | 96.0027 |  | 0 | 0 | Cy. |  | 96.0027 |  | 0 | 0 | Cy. |  | 118.3834 |  | 0 | 0 | Cy. |  | 118.3834 |  | 0 | 0 | Cy. |  | 118.3834 |  | 0 | 0 | Cy. |  | 96.0027 |  | 0 | 0 | Cy. |  | 118.3834 |  | 0 | 0 | Cy. |  | 118.3834 |  | 0 | 0 | Cy. |  | 118.3834 |  | 0 | 0 | Cy. |  | 118.3834 |  | 0 | 0 | Cy. |  | 118.3834 |  | 0 | 0 | Cy. |  | 118.3834 |  | 0 | 0 | Cy. |  | #N/A |  | #N/A
| 05-00-00~~05-00-06.6104 | 526-03-00~~526-03-06.6104 | 308- | 01- | 05- | 00- | 526- | 03- | 06.6104 | Collection Install Contractor | [12 empty] | 286 | 2018-10-08 |  |  |  |  | 200 |  | Updated July 2012 |  |  |  |  | T_A_187 | [5 empty] | T_M_553 |  | Collection | 6 | 6 | 06.6104 |  | Backfill Category D: Fluidized Thermal BF | [6 empty] | C |  | 0 | Cy. |  | 240.0067 |  | 0 | 0 | Cy. |  | 240.0067 |  | 0 | 0 | Cy. |  | 295.9586 |  | 0 | 0 | Cy. |  | 295.9586 |  | 0 | 0 | Cy. |  | 295.9586 |  | 0 | 0 | Cy. |  | 240.0067 |  | 0 | 0 | Cy. |  | 295.9586 |  | 0 | 0 | Cy. |  | 295.9586 |  | 0 | 0 | Cy. |  | 295.9586 |  | 0 | 0 | Cy. |  | 295.9586 |  | 0 | 0 | Cy. |  | 295.9586 |  | 0 | 0 | Cy. |  | 295.9586 |  | 0 | 0 | Cy. |  | #N/A |  | #N/A
| 05-00-00~~05-00-06.6105 | 526-03-00~~526-03-06.6105 | 308- | 01- | 05- | 00- | 526- | 03- | 06.6105 | Collection Install Contractor | [31 empty] | T_M_554 |  | Collection | 6 | 6 | 06.6105 |  | Underground Collection Special Conditions | [6 empty] | C |  |  | Ea. |  |  |  | 0 |  | Ea. |  |  |  | 0 |  | Ea. |  |  |  | 0 |  | Ea. |  |  |  | 0 |  | Ea. |  |  |  | 0 |  | Ea. |  |  |  | 0 |  | Ea. |  |  |  | 0 |  | Ea. |  |  |  | 0 |  | Ea. |  |  |  | 0 |  | Ea. |  |  |  | 0 |  | Ea. |  |  |  | 0 |  | Ea. |  |  |  | 0 |  | Ea. |  |  |  | 0
[7 empty] | Header |  | 6.63 | [22 empty] | Cable Reels 11-3-16 | [9 empty] | T_M_555 |  | Collection | 6 | 6 | 6.63 |  | COLLECTION CABLE SPLICES W/MATERIALS | [5 empty] | Spacing Lf. | C
| 05-00-00~~05-00-06.6301 | 526-03-00~~526-03-06.6301 | 308- | 01- | 05- | 00- | 526- | 03- | 06.6301 | Collection Install Contractor | [12 empty] | 5896.8 | 2018-10-08 |  |  |  |  | 3780 | 2018-08-24 | [11 empty] | T_M_556 |  | Collection | 6 | 6 | 06.6301 |  | Coll. Cable Splices: (1/0) (per location) | [5 empty] | 13800 | C |  | 1 | Ea. |  | 4536.1266 |  | 4536.1266 | 1 | Ea. |  | 4536.1266 |  | 4536.1266 | 1 | Ea. |  | 5593.6174 |  | 5593.6174 | 1 | Ea. |  | 5593.6174 |  | 5593.6174 | 1 | Ea. |  | 5593.6174 |  | 5593.6174 | 1 | Ea. |  | 4536.1266 |  | 4536.1266 | 1 | Ea. |  | 5593.6174 |  | 5593.6174 | 1 | Ea. |  | 5593.6174 |  | 5593.6174 | 1 | Ea. |  | 5593.6174 |  | 5593.6174 | 1 | Ea. |  | 5593.6174 |  | 5593.6174 | 1 | Ea. |  | 5593.6174 |  | 5593.6174 | 1 | Ea. |  | 5593.6174 |  | 5593.6174 | #N/A | Ea. |  | #N/A |  | #N/A
| 05-00-00~~05-00-06.6302 | 526-03-00~~526-03-06.6302 | 308- | 01- | 05- | 00- | 526- | 03- | 06.6302 | Collection Install Contractor | [12 empty] | 6046.56 | 2018-10-08 |  |  |  |  | 3876 | 2018-08-24 | [11 empty] | T_M_557 |  | Collection | 6 | 6 | 06.6302 |  | Coll. Cable Splices: (4/0) (per location) | [5 empty] | 11200 | C |  | 2 | Ea. |  | 4651.3298 |  | 9302.6595 | 2 | Ea. |  | 4651.3298 |  | 9302.6595 | 1 | Ea. |  | 5735.6775 |  | 5735.6775 | 1 | Ea. |  | 5735.6775 |  | 5735.6775 | 1 | Ea. |  | 5735.6775 |  | 5735.6775 | 2 | Ea. |  | 4651.3298 |  | 9302.6595 | 1 | Ea. |  | 5735.6775 |  | 5735.6775 | 1 | Ea. |  | 5735.6775 |  | 5735.6775 | 1 | Ea. |  | 5735.6775 |  | 5735.6775 | 1 | Ea. |  | 5735.6775 |  | 5735.6775 | 1 | Ea. |  | 5735.6775 |  | 5735.6775 | 1 | Ea. |  | 5735.6775 |  | 5735.6775 | #N/A | Ea. |  | #N/A |  | #N/A
| 05-00-00~~05-00-06.6303 | 526-03-00~~526-03-06.6303 | 308- | 01- | 05- | 00- | 526- | 03- | 06.6303 | Collection Install Contractor | [12 empty] | 6196.32 | 2018-10-08 |  |  |  |  | 3972 | 2018-08-24 | [11 empty] | T_M_558 |  | Collection | 6 | 6 | 06.6303 |  | Coll. Cable Splices: (500) (per location) | [5 empty] | 7100 | C |  | 3 | Ea. |  | 4766.533 |  | 14299.599 | 3 | Ea. |  | 4766.533 |  | 14299.599 | 1 | Ea. |  | 5877.7377 |  | 5877.7377 | 1 | Ea. |  | 5877.7377 |  | 5877.7377 | 1 | Ea. |  | 5877.7377 |  | 5877.7377 | 3 | Ea. |  | 4766.533 |  | 14299.599 | 1 | Ea. |  | 5877.7377 |  | 5877.7377 | 1 | Ea. |  | 5877.7377 |  | 5877.7377 | 1 | Ea. |  | 5877.7377 |  | 5877.7377 | 1 | Ea. |  | 5877.7377 |  | 5877.7377 | 1 | Ea. |  | 5877.7377 |  | 5877.7377 | 1 | Ea. |  | 5877.7377 |  | 5877.7377 | #N/A | Ea. |  | #N/A |  | #N/A
| 05-00-00~~05-00-06.6304 | 526-03-00~~526-03-06.6304 | 308- | 01- | 05- | 00- | 526- | 03- | 06.6304 | Collection Install Contractor | [12 empty] | 6963.84 | 2018-10-08 |  |  |  |  | 4464 | 2018-08-24 | [11 empty] | T_M_559 |  | Collection | 6 | 6 | 06.6304 |  | Coll. Cable Splices: (750) (per location) | [5 empty] | 5800 | C |  | 0 | Ea. |  | 5356.9495 |  | 0 | 0 | Ea. |  | 5356.9495 |  | 0 | 0 | Ea. |  | 6605.7958 |  | 0 | 0 | Ea. |  | 6605.7958 |  | 0 | 0 | Ea. |  | 6605.7958 |  | 0 | 0 | Ea. |  | 5356.9495 |  | 0 | 0 | Ea. |  | 6605.7958 |  | 0 | 0 | Ea. |  | 6605.7958 |  | 0 | 0 | Ea. |  | 6605.7958 |  | 0 | 0 | Ea. |  | 6605.7958 |  | 0 | 0 | Ea. |  | 6605.7958 |  | 0 | 0 | Ea. |  | 6605.7958 |  | 0 | #VALUE! | Ea. |  | #N/A |  | #N/A
| 05-00-00~~05-00-06.6305 | 526-03-00~~526-03-06.6305 | 308- | 01- | 05- | 00- | 526- | 03- | 06.6305 | Collection Install Contractor | [12 empty] | 7497.36 | 2018-10-08 |  |  |  |  | 4806 | 2018-08-24 | [11 empty] | T_M_560 |  | Collection | 6 | 6 | 06.6305 |  | Coll. Cable Splices: (1000) (per location) | [5 empty] | 5000 | C |  | 18 | Ea. |  | 5767.3609 |  | 103812.4964 | 7 | Ea. |  | 5767.3609 |  | 40371.5264 | 2 | Ea. |  | 7111.885 |  | 14223.77 | 3 | Ea. |  | 7111.885 |  | 21335.655 | 3 | Ea. |  | 7111.885 |  | 21335.655 | 3 | Ea. |  | 5767.3609 |  | 17302.0827 | 3 | Ea. |  | 7111.885 |  | 21335.655 | 1 | Ea. |  | 7111.885 |  | 7111.885 | 3 | Ea. |  | 7111.885 |  | 21335.655 | 1 | Ea. |  | 7111.885 |  | 7111.885 | 3 | Ea. |  | 7111.885 |  | 21335.655 | 1 | Ea. |  | 7111.885 |  | 7111.885 | #VALUE! | Ea. |  | #N/A |  | #N/A
| 05-00-00~~05-00-06.6306 | 526-03-00~~526-03-06.6306 | 308- | 01- | 05- | 00- | 526- | 03- | 06.6306 | Collection Install Contractor | [12 empty] | 7796.88 | 2018-10-08 |  |  |  |  | 4998 | 2018-08-24 | [11 empty] | T_M_561 |  | Collection | 6 | 6 | 06.6306 |  | Coll. Cable Splices: (1250) (per location) | [5 empty] | 4200 | C |  | 0 | Ea. |  | 5997.7673 |  | 0 | 0 | Ea. |  | 5997.7673 |  | 0 | 0 | Ea. |  | 7396.0052 |  | 0 | 4 | Ea. |  | 7396.0052 |  | 29584.021 | 4 | Ea. |  | 7396.0052 |  | 29584.021 | 5 | Ea. |  | 5997.7673 |  | 29988.8367 | 4 | Ea. |  | 7396.0052 |  | 29584.021 | 2 | Ea. |  | 7396.0052 |  | 14792.0105 | 4 | Ea. |  | 7396.0052 |  | 29584.021 | 2 | Ea. |  | 7396.0052 |  | 14792.0105 | 4 | Ea. |  | 7396.0052 |  | 29584.021 | 2 | Ea. |  | 7396.0052 |  | 14792.0105 | #VALUE! | Ea. |  | #N/A |  | #N/A
| 05-00-00~~05-00-06.6307 | 526-03-00~~526-03-06.6307 | 308- | 01- | 05- | 00- | 526- | 03- | 06.6307 | Collection Install Contractor | [18 empty] | 5190 | 2018-08-24 | [11 empty] | T_M_562 |  | Collection | 6 | 6 | 06.6307 |  | Coll. Cable Splices: (1500) (per location) | [5 empty] | 4000 |  |  | 0 | Ea. |  | 6228.1738 |  | 0 | 0 | Ea. |  | 6228.1738 |  | 0 | 0 | Ea. |  | 7680.1255 |  | 0 | 4 | Ea. |  | 7680.1255 |  | 30720.502 | 4 | Ea. |  | 7680.1255 |  | 30720.502 | 5 | Ea. |  | 6228.1738 |  | 31140.8688 | 4 | Ea. |  | 7680.1255 |  | 30720.502 | 2 | Ea. |  | 7680.1255 |  | 15360.251 | 4 | Ea. |  | 7680.1255 |  | 30720.502 | 2 | Ea. |  | 7680.1255 |  | 15360.251 | 4 | Ea. |  | 7680.1255 |  | 30720.502 | 2 | Ea. |  | 7680.1255 |  | 15360.251 | #VALUE! | Ea. |  | #N/A |  | #N/A
[7 empty] | Header |  | 6.64 | [21 empty] | Home Run Greater than 5 miles for above | [10 empty] | T_M_563 |  | Collection | 6 | 6 | 6.64 |  | COLLECTION CABLE TERMINATIONS W/MATERIALS | [6 empty] | C
| 05-00-00~~05-00-06.6401 | 526-03-00~~526-03-06.6401 | 308- | 01- | 05- | 00- | 526- | 03- | 06.6401 | Collection Install Contractor | [12 empty] | 4867.2 | 2018-10-08 |  |  |  |  | 3120 | 2018-08-24 | [11 empty] | T_M_564 |  | Collection | 6 | 6 | 06.6401 |  | Coll. Cable Terms. 1/0 at Substation per location | [5 empty] | (At Substation) | C |  | 0 | Ea. |  | 3744.1045 |  | 0 | 0 | Ea. |  | 3744.1045 |  | 0 | 0 | Ea. |  | 4616.9541 |  | 0 | 0 | Ea. |  | 4616.9541 |  | 0 | 0 | Ea. |  | 4616.9541 |  | 0 | 0 | Ea. |  | 3744.1045 |  | 0 | 0 | Ea. |  | 4616.9541 |  | 0 | 0 | Ea. |  | 4616.9541 |  | 0 | 0 | Ea. |  | 4616.9541 |  | 0 | 0 | Ea. |  | 4616.9541 |  | 0 | 0 | Ea. |  | 4616.9541 |  | 0 | 0 | Ea. |  | 4616.9541 |  | 0 | 0 | Ea. |  | #N/A |  | #N/A
| 05-00-00~~05-00-06.6402 | 526-03-00~~526-03-06.6402 | 308- | 01- | 05- | 00- | 526- | 03- | 06.6402 | Collection Install Contractor | [12 empty] | 5166.72 | 2018-10-08 |  |  |  |  | 3312 | 2018-08-24 | [11 empty] | T_M_565 |  | Collection | 6 | 6 | 06.6402 |  | Coll. Cable Terms. 4/0 at Substation per location | [5 empty] | (At Substation) | C |  | 0 | Ea. |  | 3974.5109 |  | 0 | 0 | Ea. |  | 3974.5109 |  | 0 | 0 | Ea. |  | 4901.0743 |  | 0 | 0 | Ea. |  | 4901.0743 |  | 0 | 0 | Ea. |  | 4901.0743 |  | 0 | 0 | Ea. |  | 3974.5109 |  | 0 | 0 | Ea. |  | 4901.0743 |  | 0 | 0 | Ea. |  | 4901.0743 |  | 0 | 0 | Ea. |  | 4901.0743 |  | 0 | 0 | Ea. |  | 4901.0743 |  | 0 | 0 | Ea. |  | 4901.0743 |  | 0 | 0 | Ea. |  | 4901.0743 |  | 0 | 0 | Ea. |  | #N/A |  | #N/A
| 05-00-00~~05-00-06.6403 | 526-03-00~~526-03-06.6403 | 308- | 01- | 05- | 00- | 526- | 03- | 06.6403 | Collection Install Contractor | [12 empty] | 5466.24 | 2018-10-08 |  |  |  |  | 3504 | 2018-08-24 | [11 empty] | T_M_566 |  | Collection | 6 | 6 | 06.6403 |  | Coll. Cable Terms. 500 at Substation per location | [5 empty] | (At Substation) | C |  | 0 | Ea. |  | 4204.9173 |  | 0 | 0 | Ea. |  | 4204.9173 |  | 0 | 0 | Ea. |  | 5185.1946 |  | 0 | 0 | Ea. |  | 5185.1946 |  | 0 | 0 | Ea. |  | 5185.1946 |  | 0 | 0 | Ea. |  | 4204.9173 |  | 0 | 0 | Ea. |  | 5185.1946 |  | 0 | 0 | Ea. |  | 5185.1946 |  | 0 | 0 | Ea. |  | 5185.1946 |  | 0 | 0 | Ea. |  | 5185.1946 |  | 0 | 0 | Ea. |  | 5185.1946 |  | 0 | 0 | Ea. |  | 5185.1946 |  | 0 | 0 | Ea. |  | #N/A |  | #N/A
| 05-00-00~~05-00-06.6404 | 526-03-00~~526-03-06.6404 | 308- | 01- | 05- | 00- | 526- | 03- | 06.6404 | Collection Install Contractor | [12 empty] | 5765.76 | 2018-10-08 |  |  |  |  | 3696 | 2018-08-24 | [11 empty] | T_M_567 |  | Collection | 6 | 6 | 06.6404 |  | Coll. Cable Terms. 750 at Substation per location | [5 empty] | (At Substation) | C |  | 0 | Ea. |  | 4435.3237 |  | 0 | 0 | Ea. |  | 4435.3237 |  | 0 | 0 | Ea. |  | 5469.3148 |  | 0 | 0 | Ea. |  | 5469.3148 |  | 0 | 0 | Ea. |  | 5469.3148 |  | 0 | 0 | Ea. |  | 4435.3237 |  | 0 | 0 | Ea. |  | 5469.3148 |  | 0 | 0 | Ea. |  | 5469.3148 |  | 0 | 0 | Ea. |  | 5469.3148 |  | 0 | 0 | Ea. |  | 5469.3148 |  | 0 | 0 | Ea. |  | 5469.3148 |  | 0 | 0 | Ea. |  | 5469.3148 |  | 0 | 0 | Ea. |  | #N/A |  | #N/A
| 05-00-00~~05-00-06.6405 | 526-03-00~~526-03-06.6405 | 308- | 01- | 05- | 00- | 526- | 03- | 06.6405 | Collection Install Contractor | [12 empty] | 7132.32 | 2018-10-08 |  |  |  |  | 4572 | 2018-08-24 | [11 empty] | T_M_568 |  | Collection | 6 | 6 | 06.6405 |  | Coll. Cable Terms. 1000 at Substation per location | [5 empty] | (At Substation) | C |  | 10 | Ea. |  | 5486.5531 |  | 54865.5307 | 10 | Ea. |  | 5486.5531 |  | 54865.5307 | 4 | Ea. |  | 6765.6134 |  | 27062.4538 | 1.6 | Ea. |  | 6765.6134 |  | 10824.9815 | 1.6 | Ea. |  | 6765.6134 |  | 10824.9815 | 4 | Ea. |  | 5486.5531 |  | 21946.2123 | 1.6 | Ea. |  | 6765.6134 |  | 10824.9815 | 1.6 | Ea. |  | 6765.6134 |  | 10824.9815 | 1.6 | Ea. |  | 6765.6134 |  | 10824.9815 | 1.6 | Ea. |  | 6765.6134 |  | 10824.9815 | 1.6 | Ea. |  | 6765.6134 |  | 10824.9815 | 1.6 | Ea. |  | 6765.6134 |  | 10824.9815 | #VALUE! | Ea. |  | #N/A |  | #N/A
| 05-00-00~~05-00-06.6406 | 526-03-00~~526-03-06.6406 | 308- | 01- | 05- | 00- | 526- | 03- | 06.6406 | Collection Install Contractor | [12 empty] | 7197.84 | 2018-10-08 |  |  |  |  | 4614 | 2018-08-24 | [11 empty] | T_M_569 |  | Collection | 6 | 6 | 06.6406 |  | Coll. Cable Terms. 1250 at Substation per location | [5 empty] | (At Substation) | C |  | 0 | Ea. |  | 5536.9545 |  | 0 | 0 | Ea. |  | 5536.9545 |  | 0 | 0 | Ea. |  | 6827.7647 |  | 0 | 2.2 | Ea. |  | 6827.7647 |  | 15021.0824 | 2.2 | Ea. |  | 6827.7647 |  | 15021.0824 | 5.5 | Ea. |  | 5536.9545 |  | 30453.2496 | 2.2 | Ea. |  | 6827.7647 |  | 15021.0824 | 2.2 | Ea. |  | 6827.7647 |  | 15021.0824 | 2.2 | Ea. |  | 6827.7647 |  | 15021.0824 | 2.2 | Ea. |  | 6827.7647 |  | 15021.0824 | 2.2 | Ea. |  | 6827.7647 |  | 15021.0824 | 2.2 | Ea. |  | 6827.7647 |  | 15021.0824 | #VALUE! | Ea. |  | #N/A |  | #N/A
| 05-00-00~~05-00-06.6407 | 526-03-00~~526-03-06.6407 | 308- | 01- | 05- | 00- | 526- | 03- | 06.6407 | Collection Install Contractor | [18 empty] | 4806 | 2018-08-24 | [11 empty] | T_M_570 |  | Collection | 6 | 6 | 06.6407 |  | Coll. Cable Terms. 1500 at Substation per location | [8 empty] | 0 | Ea. |  | 5767.3609 |  | 0 | 0 | Ea. |  | 5767.3609 |  | 0 | 0 | Ea. |  | 7111.885 |  | 0 | 0.2 | Ea. |  | 7111.885 |  | 1422.377 | 0.2 | Ea. |  | 7111.885 |  | 1422.377 | 0.5 | Ea. |  | 5767.3609 |  | 2883.6805 | 0.2 | Ea. |  | 7111.885 |  | 1422.377 | 0.2 | Ea. |  | 7111.885 |  | 1422.377 | 0.2 | Ea. |  | 7111.885 |  | 1422.377 | 0.2 | Ea. |  | 7111.885 |  | 1422.377 | 0.2 | Ea. |  | 7111.885 |  | 1422.377 | 0.2 | Ea. |  | 7111.885 |  | 1422.377 | #VALUE! | Ea. |  | #N/A |  | #N/A
[7 empty] | Header |  | 6.65 | [32 empty] | T_M_571 |  | Collection | 6 | 6 | 6.65 |  | COLLECTION CABLE GROUNDING/CROSSBOUNDING W/MATERIALS | [6 empty] | C
| 05-00-00~~05-00-06.6510 | 526-03-00~~526-03-06.6510 | 308- | 01- | 05- | 00- | 526- | 03- | 06.6510 | Collection Install Contractor | [12 empty] | 0.312 | 2018-10-08 |  |  |  |  | 0.2 | Updated 7/10/14 | [11 empty] | T_M_572 |  | Collection | 6 | 6 | 06.6510 |  | Bare Ground Cable in Trench |  |  |  | 7 Str No. 9 Copperweld |  |  | C |  | 125344.305 | Ft. |  | 0.24001 |  | 30083.4725 | 74911.8088 | Ft. |  | 0.24001 |  | 17979.3357 | 25212.7643 | Ft. |  | 0.29596 |  | 7461.9343 | 41941.7775 | Ft. |  | 0.29596 |  | 12413.0295 | 41943.0264 | Ft. |  | 0.29596 |  | 12413.3991 | 74911.8088 | Ft. |  | 0.24001 |  | 17979.3357 | 41385.4827 | Ft. |  | 0.29596 |  | 12248.3892 | 24997.4341 | Ft. |  | 0.29596 |  | 7398.2054 | 41385.4827 | Ft. |  | 0.29596 |  | 12248.3892 | 24666.3225 | Ft. |  | 0.29596 |  | 7300.2101 | 41385.4827 | Ft. |  | 0.29596 |  | 12248.3892 | 24666.3225 | Ft. |  | 0.29596 |  | 7300.2101 | #N/A | Ft. |  | #N/A |  | #N/A
| 05-00-00~~05-00-06.6511 | 526-03-00~~526-03-06.6511 | 308- | 01- | 05- | 00- | 526- | 03- | 06.6511 | Collection Install Contractor | [12 empty] | 6240 | 2018-10-08 |  |  |  |  | 4000 | Updated 7/10/14 | Updated July 2012 | [6 empty] | T_A_190 |  |  |  | T_M_573 |  | Collection | 6 | 6 | 06.6511 |  | Cable Cross Bonding | [5 empty] | Crossbonding Required?: | C |  | 0 | Ea. | No | 4800.1339 |  | 0 | 0 | Ea. | No | 4800.1339 |  | 0 | 0 | Ea. | No | 5919.1719 |  | 0 | 0 | Ea. | No | 5919.1719 |  | 0 | 0 | Ea. | No | 5919.1719 |  | 0 | 0 | Ea. | No | 4800.1339 |  | 0 | 0 | Ea. | No | 5919.1719 |  | 0 | 0 | Ea. | No | 5919.1719 |  | 0 | 0 | Ea. | No | 5919.1719 |  | 0 | 0 | Ea. | No | 5919.1719 |  | 0 | 0 | Ea. | No | 5919.1719 |  | 0 | 0 | Ea. | No | 5919.1719 |  | 0 | 0 | Ea. | No | #N/A |  | #N/A
| 05-00-00~~05-00-06.6512 | 526-03-00~~526-03-06.6512 | 308- | 01- | 05- | 00- | 526- | 03- | 06.6512 | Collection Install Contractor | [12 empty] | 1560 | 2018-10-08 |  |  |  |  | 1000 | Updated 7/10/14 | [11 empty] | T_M_574 |  | Collection | 6 | 6 | 06.6512 |  | Ground Points, Coll. Cable: (1/0) | [5 empty] | (1320 ft min. spacing) | C |  | 0 | Ea. | Req'd? | 1200.0335 |  | 0 | 0 | Ea. | Req'd? | 1200.0335 |  | 0 | 0 | Ea. | Req'd? | 1479.793 |  | 0 | 0 | Ea. | Req'd? | 1479.793 |  | 0 | 0 | Ea. | Req'd? | 1479.793 |  | 0 | 0 | Ea. | Req'd? | 1200.0335 |  | 0 | 0 | Ea. | Req'd? | 1479.793 |  | 0 | 0 | Ea. | Req'd? | 1479.793 |  | 0 | 0 | Ea. | Req'd? | 1479.793 |  | 0 | 0 | Ea. | Req'd? | 1479.793 |  | 0 | 0 | Ea. | Req'd? | 1479.793 |  | 0 | 0 | Ea. | Req'd? | 1479.793 |  | 0 | 0 | Ea. | Req'd? | #N/A |  | #N/A
| 05-00-00~~05-00-06.6513 | 526-03-00~~526-03-06.6513 | 308- | 01- | 05- | 00- | 526- | 03- | 06.6513 | Collection Install Contractor | [12 empty] | 1560 | 2018-10-08 |  |  |  |  | 1000 | Updated 7/10/14 | Updated July 2012 | [10 empty] | T_M_575 |  | Collection | 6 | 6 | 06.6513 |  | Ground Points, Coll. Cable: (4/0) | [5 empty] | (1320 ft min. spacing) | C |  | 0 | Ea. | No | 1200.0335 |  | 0 | 0 | Ea. | No | 1200.0335 |  | 0 | 0 | Ea. | No | 1479.793 |  | 0 | 0 | Ea. | No | 1479.793 |  | 0 | 0 | Ea. | No | 1479.793 |  | 0 | 0 | Ea. | No | 1200.0335 |  | 0 | 0 | Ea. | No | 1479.793 |  | 0 | 0 | Ea. | No | 1479.793 |  | 0 | 0 | Ea. | No | 1479.793 |  | 0 | 0 | Ea. | No | 1479.793 |  | 0 | 0 | Ea. | No | 1479.793 |  | 0 | 0 | Ea. | No | 1479.793 |  | 0 | 0 | Ea. | No | #N/A |  | #N/A
| 05-00-00~~05-00-06.6514 | 526-03-00~~526-03-06.6514 | 308- | 01- | 05- | 00- | 526- | 03- | 06.6514 | Collection Install Contractor | [12 empty] | 1560 | 2018-10-08 |  |  |  |  | 1000 | Updated 7/10/14 | Updated July 2012 | [10 empty] | T_M_576 |  | Collection | 6 | 6 | 06.6514 |  | Ground Points, Coll. Cable: (500) | [5 empty] | (1320 ft min. spacing) | C |  | 0 | Ea. |  | 1200.0335 |  | 0 | 0 | Ea. |  | 1200.0335 |  | 0 | 0 | Ea. |  | 1479.793 |  | 0 | 0 | Ea. |  | 1479.793 |  | 0 | 0 | Ea. |  | 1479.793 |  | 0 | 0 | Ea. |  | 1200.0335 |  | 0 | 0 | Ea. |  | 1479.793 |  | 0 | 0 | Ea. |  | 1479.793 |  | 0 | 0 | Ea. |  | 1479.793 |  | 0 | 0 | Ea. |  | 1479.793 |  | 0 | 0 | Ea. |  | 1479.793 |  | 0 | 0 | Ea. |  | 1479.793 |  | 0 | 0 | Ea. |  | #N/A |  | #N/A
| 05-00-00~~05-00-06.6515 | 526-03-00~~526-03-06.6515 | 308- | 01- | 05- | 00- | 526- | 03- | 06.6515 | Collection Install Contractor | [12 empty] | 1560 | 2018-10-08 |  |  |  |  | 1000 | [12 empty] | T_M_577 |  | Collection | 6 | 6 | 06.6515 |  | Ground Points, Coll. Cable: (750) | [5 empty] | (1320 ft min. spacing) | C |  | 0 | Ea. |  | 1200.0335 |  | 0 | 0 | Ea. |  | 1200.0335 |  | 0 | 0 | Ea. |  | 1479.793 |  | 0 | 0 | Ea. |  | 1479.793 |  | 0 | 0 | Ea. |  | 1479.793 |  | 0 | 0 | Ea. |  | 1200.0335 |  | 0 | 0 | Ea. |  | 1479.793 |  | 0 | 0 | Ea. |  | 1479.793 |  | 0 | 0 | Ea. |  | 1479.793 |  | 0 | 0 | Ea. |  | 1479.793 |  | 0 | 0 | Ea. |  | 1479.793 |  | 0 | 0 | Ea. |  | 1479.793 |  | 0 | 0 | Ea. |  | #N/A |  | #N/A
| 05-00-00~~05-00-06.6516 | 526-03-00~~526-03-06.6516 | 308- | 01- | 05- | 00- | 526- | 03- | 06.6516 | Collection Install Contractor | [12 empty] | 1560 | 2018-10-08 |  |  |  |  | 1000 | Updated 7/10/14 | Updated July 2012 | [10 empty] | T_M_578 |  | Collection | 6 | 6 | 06.6516 |  | Ground Points, Coll. Cable: (1000) | [5 empty] | (1320 ft min. spacing) | C |  | 0 | Ea. |  | 1200.0335 |  | 0 | 0 | Ea. |  | 1200.0335 |  | 0 | 0 | Ea. |  | 1479.793 |  | 0 | 0 | Ea. |  | 1479.793 |  | 0 | 0 | Ea. |  | 1479.793 |  | 0 | 0 | Ea. |  | 1200.0335 |  | 0 | 0 | Ea. |  | 1479.793 |  | 0 | 0 | Ea. |  | 1479.793 |  | 0 | 0 | Ea. |  | 1479.793 |  | 0 | 0 | Ea. |  | 1479.793 |  | 0 | 0 | Ea. |  | 1479.793 |  | 0 | 0 | Ea. |  | 1479.793 |  | 0 | 0 | Ea. |  | #N/A |  | #N/A
| 05-00-00~~05-00-06.6517 | 526-03-00~~526-03-06.6517 | 308- | 01- | 05- | 00- | 526- | 03- | 06.6517 | Collection Install Contractor | [12 empty] | 1560 | 2018-10-08 |  |  |  |  | 1000 | Updated 7/10/14 | Updated July 2012 | [10 empty] | T_M_579 |  | Collection | 6 | 6 | 06.6517 |  | Ground Points, Coll. Cable: (1250) | [5 empty] | (1320 ft min. spacing) | C |  | 0 | Ea. |  | 1200.0335 |  | 0 | 0 | Ea. |  | 1200.0335 |  | 0 | 0 | Ea. |  | 1479.793 |  | 0 | 0 | Ea. |  | 1479.793 |  | 0 | 0 | Ea. |  | 1479.793 |  | 0 | 0 | Ea. |  | 1200.0335 |  | 0 | 0 | Ea. |  | 1479.793 |  | 0 | 0 | Ea. |  | 1479.793 |  | 0 | 0 | Ea. |  | 1479.793 |  | 0 | 0 | Ea. |  | 1479.793 |  | 0 | 0 | Ea. |  | 1479.793 |  | 0 | 0 | Ea. |  | 1479.793 |  | 0 | 0 | Ea. |  | #N/A |  | #N/A
| 05-00-00~~05-00-06.6518 | 526-03-00~~526-03-06.6518 | 308- | 01- | 05- | 00- | 526- | 03- | 06.6518 | Collection Install Contractor | [18 empty] | 1000 | [12 empty] | T_M_580 |  | Collection | 6 | 6 | 06.6518 |  | Ground Points, Coll. Cable: (1500) | [8 empty] | 0 | Ea. |  | 1200.0335 |  | 0 | 0 | Ea. |  | 1200.0335 |  | 0 | 0 | Ea. |  | 1479.793 |  | 0 | 0 | Ea. |  | 1479.793 |  | 0 | 0 | Ea. |  | 1479.793 |  | 0 | 0 | Ea. |  | 1200.0335 |  | 0 | 0 | Ea. |  | 1479.793 |  | 0 | 0 | Ea. |  | 1479.793 |  | 0 | 0 | Ea. |  | 1479.793 |  | 0 | 0 | Ea. |  | 1479.793 |  | 0 | 0 | Ea. |  | 1479.793 |  | 0 | 0 | Ea. |  | 1479.793 |  | 0 | 0 | Ea. |  | #N/A |  | #N/A
[7 empty] | Header |  | 6.66 | [32 empty] | T_M_581 |  | Collection | 6 | 6 | 6.66 |  | OTHER ELECTRICAL | [6 empty] | C
| 05-00-00~~05-00-06.6601 | 526-03-00~~526-03-06.6601 | 308- | 01- | 05- | 00- | 526- | 03- | 06.6601 | Collection Install Contractor | [12 empty] | 624 | 2018-10-08 |  |  |  |  | 400 | [12 empty] | T_M_582 |  | Collection | 6 | 6 | 06.6601 |  | Install Fault Detectors / Indicators: | [6 empty] | C |  | 49.14 | Set |  | 480.0134 |  | 23587.8581 | 49.14 | Set |  | 480.0134 |  | 23587.8581 | 19.59 | Set |  | 591.9172 |  | 11595.6577 | 19.59 | Set |  | 591.9172 |  | 11595.6577 | 19.59 | Set |  | 591.9172 |  | 11595.6577 | 49.14 | Set |  | 480.0134 |  | 23587.8581 | 19.59 | Set |  | 591.9172 |  | 11595.6577 | 19.26 | Set |  | 591.9172 |  | 11400.325 | 19.59 | Set |  | 591.9172 |  | 11595.6577 | 19.26 | Set |  | 591.9172 |  | 11400.325 | 19.59 | Set |  | 591.9172 |  | 11595.6577 | 19.26 | Set |  | 591.9172 |  | 11400.325 | #VALUE! | Set |  | #N/A |  | #N/A
| 05-00-00~~05-00-06.6602 | 526-03-00~~526-03-06.6602 | 308- | 01- | 05- | 00- | 526- | 03- | 06.6602 | Collection Install Contractor | [12 empty] | 312 | 2018-10-08 |  |  |  |  | 200 | [12 empty] | T_M_583 |  | Collection | 6 | 6 | 06.6602 |  | Install Surge/Lightning Arrestors: | [5 empty] | (Beginning of PCU Strings & J-Boxes) | C |  | 30 | Ea. |  | 240.0067 |  | 7200.2009 | 30 | Ea. |  | 240.0067 |  | 7200.2009 | 12 | Ea. |  | 295.9586 |  | 3551.5031 | 12 | Ea. |  | 295.9586 |  | 3551.5031 | 12 | Ea. |  | 295.9586 |  | 3551.5031 | 30 | Ea. |  | 240.0067 |  | 7200.2009 | 12 | Ea. |  | 295.9586 |  | 3551.5031 | 12 | Ea. |  | 295.9586 |  | 3551.5031 | 12 | Ea. |  | 295.9586 |  | 3551.5031 | 12 | Ea. |  | 295.9586 |  | 3551.5031 | 12 | Ea. |  | 295.9586 |  | 3551.5031 | 12 | Ea. |  | 295.9586 |  | 3551.5031 | #VALUE! | Ea. |  | #N/A |  | #N/A
[7 empty] | Header |  | 6.7 | [32 empty] | T_M_584 |  | OHCollection | 6 | 6 | 6.7 |  | OVERHEAD COLLECTION INSTALLATION | [6 empty] | C
[42 empty] | T_M_585 |  | OHCollection | 6 | 6 | 510 | [6 empty] | 34.5 kV Overhead Collection / Home Run: |  | C |  |  | 34.5kV only | [5 empty] | 34.5kV only | [5 empty] | 34.5kV only | [5 empty] | 34.5kV only | [5 empty] | 34.5kV only | [5 empty] | 34.5kV only | [5 empty] | 34.5kV only | [5 empty] | 34.5kV only | [5 empty] | 34.5kV only | [5 empty] | 34.5kV only | [5 empty] | 34.5kV only | [5 empty] | 34.5kV only | [5 empty] | 34.5kV only
| 05-00-00~~05-00-06.7100 | 526-03-00~~526-03-06.7100 | 308- | 01- | 05- | 00- | 526- | 03- | 06.7100 | Collection Install Contractor | [12 empty] | 1.56 | 2018-10-08 |  |  |  |  | 1 | Formula | [11 empty] | T_M_586 |  | OHCollection | 6 | 6 | 06.7100 |  | Installation of Overhead Collection Cable: | [6 empty] | C |  | 0 | Lf. |  | 12.0992 |  | 0 | 0 | Lf. |  | 12.0992 |  | 0 | 0 | Lf. |  | 14.9199 |  | 0 | 0 | Lf. |  | 14.9199 |  | 0 | 0 | Lf. |  | 14.9199 |  | 0 | 0 | Lf. |  | 12.0992 |  | 0 | 0 | Lf. |  | 14.9199 |  | 0 | 0 | Lf. |  | 14.9199 |  | 0 | 0 | Lf. |  | 14.9199 |  | 0 | 0 | Lf. |  | 14.9199 |  | 0 | 0 | Lf. |  | 14.9199 |  | 0 | 0 | Lf. |  | 14.9199 |  | 0 | 0 | Lf. |  | #N/A |  | #N/A
| 05-00-00~~05-00-06.7200 | 526-03-00~~526-03-06.7200 | 308- | 01- | 05- | 00- | 526- | 03- | 06.7200 | Collection Install Contractor | [12 empty] | 1.56 | 2018-10-08 |  |  |  |  | 1 | Formula | [11 empty] | T_M_587 |  | OHCollection | 6 | 6 | 06.7200 |  | Installation of Overhead Collection Structures: | [6 empty] | C |  | 0 | Ea. |  | 2532.1641 |  | 0 | 0 | Ea. |  | 2532.1641 |  | 0 | 0 | Ea. |  | 3122.4784 |  | 0 | 0 | Ea. |  | 3122.4784 |  | 0 | 0 | Ea. |  | 3122.4784 |  | 0 | 0 | Ea. |  | 2532.1641 |  | 0 | 0 | Ea. |  | 3122.4784 |  | 0 | 0 | Ea. |  | 3122.4784 |  | 0 | 0 | Ea. |  | 3122.4784 |  | 0 | 0 | Ea. |  | 3122.4784 |  | 0 | 0 | Ea. |  | 3122.4784 |  | 0 | 0 | Ea. |  | 3122.4784 |  | 0 | 0 | Ea. |  | #N/A |  | #N/A
| 05-00-00~~05-00-06.7300 | 526-03-00~~526-03-06.7300 | 308- | 01- | 05- | 00- | 526- | 03- | 06.7300 | Collection Install Contractor | [12 empty] | 1.5341 | 2015-05-22 |  |  |  |  | 1.1364 | Updated 8/24/2017 | [11 empty] | T_M_588 |  | OHCollection | 6 | 6 | 06.7300 |  | Installation of Overhead Collection OPGW Cable: | [6 empty] | C |  | 0 | Lf. |  | 1.3637 |  | 0 | 0 | Lf. |  | 1.3637 |  | 0 | 0 | Lf. |  | 1.6816 |  | 0 | 0 | Lf. |  | 1.6816 |  | 0 | 0 | Lf. |  | 1.6816 |  | 0 | 0 | Lf. |  | 1.3637 |  | 0 | 0 | Lf. |  | 1.6816 |  | 0 | 0 | Lf. |  | 1.6816 |  | 0 | 0 | Lf. |  | 1.6816 |  | 0 | 0 | Lf. |  | 1.6816 |  | 0 | 0 | Lf. |  | 1.6816 |  | 0 | 0 | Lf. |  | 1.6816 |  | 0 | 0 | Lf. |  | #N/A |  | #N/A
| 05-00-00~~05-00-06.7400 | 526-03-00~~526-03-06.7400 | 308- | 01- | 05- | 00- | 526- | 03- | 06.7400 | Collection Install Contractor | [12 empty] | 1400 | 2015-07-24 | New Unit cost added |  |  |  | 810 | Updated 8/24/2017 | [11 empty] | T_M_589 |  | OHCollection | 6 | 6 | 06.7400 |  | Installation of Overhead Collection Insulators | [6 empty] | C |  | 0 | Ea. |  | 972.0271 |  | 0 | 0 | Ea. |  | 972.0271 |  | 0 | 0 | Ea. |  | 1198.6323 |  | 0 | 0 | Ea. |  | 1198.6323 |  | 0 | 0 | Ea. |  | 1198.6323 |  | 0 | 0 | Ea. |  | 972.0271 |  | 0 | 0 | Ea. |  | 1198.6323 |  | 0 | 0 | Ea. |  | 1198.6323 |  | 0 | 0 | Ea. |  | 1198.6323 |  | 0 | 0 | Ea. |  | 1198.6323 |  | 0 | 0 | Ea. |  | 1198.6323 |  | 0 | 0 | Ea. |  | 1198.6323 |  | 0 | 0 | Ea. |  | #N/A |  | #N/A
| 05-00-00~~05-00-06.7500 | 526-03-00~~526-03-06.7500 | 308- | 01- | 05- | 00- | 526- | 03- | 06.7500 | Collection Install Contractor | [12 empty] | 7800 | 2018-10-08 |  |  |  |  | 5000 | Need Updating | [11 empty] | T_M_590 |  | OHCollection | 6 | 6 | 06.7500 |  | Install Overhead Collection U/G-A/G interface | [6 empty] | C |  | 0 | Ea. | % Rock | 6000.1674 |  | 0 | 0 | Ea. | % Rock | 6000.1674 |  | 0 | 0 | Ea. | % Rock | 7398.9648 |  | 0 | 0 | Ea. | % Rock | 7398.9648 |  | 0 | 0 | Ea. | % Rock | 7398.9648 |  | 0 | 0 | Ea. | % Rock | 6000.1674 |  | 0 | 0 | Ea. | % Rock | 7398.9648 |  | 0 | 0 | Ea. | % Rock | 7398.9648 |  | 0 | 0 | Ea. | % Rock | 7398.9648 |  | 0 | 0 | Ea. | % Rock | 7398.9648 |  | 0 | 0 | Ea. | % Rock | 7398.9648 |  | 0 | 0 | Ea. | % Rock | 7398.9648 |  | 0 | 0 | Ea. | % Rock | #N/A |  | #N/A
| 05-00-00~~05-00-06.7999 | 526-03-00~~526-03-06.7999 | 308- | 01- | 05- | 00- | 526- | 03- | 06.7999 | Collection Install Contractor | [12 empty] | 1.56 | 2018-10-08 |  |  |  |  | 1 | Formula | [11 empty] | T_M_591 |  | OHCollection | 6 | 6 | 06.7999 |  | Installation of Overhead Collection Other |  |  |  | Foundation / Casing |  |  | C |  | 0 | Lot | 25% | 3924.6072 |  | 0 | 0 | Lot | 25% | 3904.3425 |  | 0 | 0 | Lot | 25% | 4850.816 |  | 0 | 0 | Lot | 25% | 4880.8667 |  | 0 | 0 | Lot | 25% | 4880.8667 |  | 0 | 0 | Lot | 25% | 3924.6072 |  | 0 | 0 | Lot | 25% | 4880.8667 |  | 0 | 0 | Lot | 25% | 4880.8667 |  | 0 | 0 | Lot | 25% | 4880.8667 |  | 0 | 0 | Lot | 25% | 4880.8667 |  | 0 | 0 | Lot | 25% | 4880.8667 |  | 0 | 0 | Lot | 25% | 4880.8667 |  | 0 | 0 | Lot | 25% | #N/A |  | #N/A
[7 empty] | Header |  | 6.8 | [32 empty] | T_M_592 |  | OHCollection | 6 | 6 | 6.8 |  | FIBER OPTIC WORK | [6 empty] | C
| 05-00-00~~05-00-06.8001 | 526-03-00~~526-03-06.8001 | 308- | 01- | 05- | 00- | 526- | 03- | 06.8001 | Collection Install Contractor | [12 empty] | 3.12 | 2018-10-08 |  |  |  |  | 2 | [12 empty] | T_M_593 |  | Collection | 6 | 6 | 06.8001 |  | F.O. Cable Only - Installation | [5 empty] | Native Backfill W/Screening | C |  | 9860 | Lf. |  | 2.4001 |  | 23664.6602 | 9860 | Lf. |  | 2.4001 |  | 23664.6602 | 3910 | Lf. |  | 2.9596 |  | 11571.981 | 3910 | Lf. |  | 2.9596 |  | 11571.981 | 3910 | Lf. |  | 2.9596 |  | 11571.981 | 9860 | Lf. |  | 2.4001 |  | 23664.6602 | 3910 | Lf. |  | 2.9596 |  | 11571.981 | 3740 | Lf. |  | 2.9596 |  | 11068.8514 | 3910 | Lf. |  | 2.9596 |  | 11571.981 | 3740 | Lf. |  | 2.9596 |  | 11068.8514 | 3910 | Lf. |  | 2.9596 |  | 11571.981 | 3740 | Lf. |  | 2.9596 |  | 11068.8514 | #VALUE! | Lf. |  | #N/A |  | #N/A
| 05-00-00~~05-00-06.8002 | 526-03-00~~526-03-06.8002 | 308- | 01- | 05- | 00- | 526- | 03- | 06.8002 | Collection Install Contractor | [12 empty] | 2000 | 2018-10-08 |  |  |  |  | 600 | [12 empty] | T_M_594 |  | Collection | 6 | 6 | 06.8002 |  | F.O Cable Terms. &Testing (Collection System) | [6 empty] | C |  | 136 | Ea. |  | 720.0201 |  | 97922.732 | 136 | Ea. |  | 720.0201 |  | 97922.732 | 54 | Ea. |  | 887.8758 |  | 47945.2921 | 54 | Ea. |  | 887.8758 |  | 47945.2921 | 54 | Ea. |  | 887.8758 |  | 47945.2921 | 136 | Ea. |  | 720.0201 |  | 97922.732 | 54 | Ea. |  | 887.8758 |  | 47945.2921 | 52 | Ea. |  | 887.8758 |  | 46169.5405 | 54 | Ea. |  | 887.8758 |  | 47945.2921 | 52 | Ea. |  | 887.8758 |  | 46169.5405 | 54 | Ea. |  | 887.8758 |  | 47945.2921 | 52 | Ea. |  | 887.8758 |  | 46169.5405 | #VALUE! | Ea. |  | #N/A |  | #N/A
| 05-00-00~~05-00-06.8003 | 526-03-00~~526-03-06.8003 | 308- | 01- | 05- | 00- | 526- | 03- | 06.8003 | Collection Install Contractor | [12 empty] | 2000 | 2018-10-08 |  |  |  |  | 1400 | [12 empty] | T_M_595 |  | Collection | 6 | 6 | 06.8003 |  | F.O Cable Terms. &Testing (Substation, O&M, Other) | [6 empty] | C |  | 0 | Ea. |  | 1680.0469 |  | 0 | 0 | Ea. |  | 1680.0469 |  | 0 | 0 | Ea. |  | 2071.7102 |  | 0 | 0 | Ea. |  | 2071.7102 |  | 0 | 0 | Ea. |  | 2071.7102 |  | 0 | 0 | Ea. |  | 1680.0469 |  | 0 | 0 | Ea. |  | 2071.7102 |  | 0 | 0 | Ea. |  | 2071.7102 |  | 0 | 0 | Ea. |  | 2071.7102 |  | 0 | 0 | Ea. |  | 2071.7102 |  | 0 | 0 | Ea. |  | 2071.7102 |  | 0 | 0 | Ea. |  | 2071.7102 |  | 0 | 0 | Ea. |  | #N/A |  | #N/A
| 05-00-00~~05-00-06.8004 | 526-03-00~~526-03-06.8004 | 308- | 01- | 05- | 00- | 526- | 03- | 06.8004 | Collection Install Contractor | [12 empty] | 0 | 2018-10-08 |  |  |  |  | 0 | [12 empty] | T_M_596 |  | Collection | 6 | 6 | 06.8004 |  | F.O. Cable Patch Panels/Splice Boxes: | [6 empty] | C |  |  | Ea. |  | 0 |  | 0 |  | Ea. |  | 0 |  | 0 |  | Ea. |  | 0 |  | 0 |  | Ea. |  | 0 |  | 0 |  | Ea. |  | 0 |  | 0 |  | Ea. |  | 0 |  | 0 |  | Ea. |  | 0 |  | 0 |  | Ea. |  | 0 |  | 0 |  | Ea. |  | 0 |  | 0 |  | Ea. |  | 0 |  | 0 |  | Ea. |  | 0 |  | 0 |  | Ea. |  | 0 |  | 0 |  | Ea. |  | #N/A |  | #N/A
[7 empty] | Header |  | 6.9 | [32 empty] | T_M_597 |  | Collection | 6 | 6 | 6.9 |  | COLL. & COMM. CROSSINGS | [6 empty] | C |  | Borings % | 3% | Percent Rock |  |  |  | Borings % | 3% | Percent Rock |  |  |  | Borings % | 3% | Percent Rock |  |  |  | Borings % | 3.576% | Percent Rock |  |  |  | Borings % | 3.576% | Percent Rock |  |  |  | Borings % | 2.002% | Percent Rock |  |  |  | Borings % | 3.624% | Percent Rock |  |  |  | Borings % | 3% | Percent Rock |  |  |  | Borings % | 3.624% | Percent Rock |  |  |  | Borings % | 6.081% | Percent Rock |  |  |  | Borings % | 3.624% | Percent Rock |  |  |  | Borings % | 6.081% | Percent Rock |  |  |  | Borings % | #N/A | Percent Rock
| 05-00-00~~05-00-06.9001 | 526-03-00~~526-03-06.9001 | 308- | 01- | 05- | 00- | 526- | 03- | 06.9001 | Collection Install Contractor | [12 empty] | 1.56 | 2018-10-08 |  |  |  |  | 1 | Formula | [5 empty] | T_A_111 | [5 empty] | T_M_598 |  | Collection | 6 | 6 | 06.9001 |  | Elec.: Horizonal Borings |  |  | AC & DC "All" |  |  |  | C |  | 3760.3291 | Lf. | 15% | 76.18 |  | 286461.8667 | 2247.3543 | Lf. | 15% | 77.9703 |  | 175226.9602 | 756.3829 | Lf. | 15% | 92.2248 |  | 69757.2332 | 1500 | Lf. | 15% | 85.6706 |  | 128505.9132 | 1500 | Lf. | 15% | 85.6706 |  | 128505.9132 | 1500 | Lf. | 15% | 80.1873 |  | 120280.9843 | 1500 | Lf. | 15% | 85.6706 |  | 128505.9132 | 750 | Lf. | 15% | 92.3373 |  | 69252.9566 | 1500 | Lf. | 15% | 85.6706 |  | 128505.9132 | 1500 | Lf. | 15% | 85.6706 |  | 128505.9132 | 1500 | Lf. | 15% | 85.6706 |  | 128505.9132 | 1500 | Lf. | 15% | 85.6706 |  | 128505.9132 | 0 | Lf. | #N/A | #N/A |  | #N/A
| 05-00-00~~05-00-06.9002 | 526-03-00~~526-03-06.9002 | 308- | 01- | 05- | 00- | 526- | 03- | 06.9002 | Collection Install Contractor | [12 empty] | 2800 | 2015-05-22 | No Recommended Change |  |  |  | 1000 | Changed 1/22/18 | [11 empty] | T_M_599 |  | Collection | 6 | 6 | 06.9002 |  | Elec.: Horizonal Boring Pits | [6 empty] | C |  | 25 | Ea. |  | 1200.0335 |  | 30000.837 | 15 | Ea. |  | 1200.0335 |  | 18000.5022 | 5 | Ea. |  | 1479.793 |  | 7398.9648 | 10 | Ea. |  | 1479.793 |  | 14797.9297 | 10 | Ea. |  | 1479.793 |  | 14797.9297 | 10 | Ea. |  | 1200.0335 |  | 12000.3348 | 10 | Ea. |  | 1479.793 |  | 14797.9297 | 5 | Ea. |  | 1479.793 |  | 7398.9648 | 10 | Ea. |  | 1479.793 |  | 14797.9297 | 10 | Ea. |  | 1479.793 |  | 14797.9297 | 10 | Ea. |  | 1479.793 |  | 14797.9297 | 10 | Ea. |  | 1479.793 |  | 14797.9297 | 0 | Ea. |  | #N/A |  | #N/A
| 05-00-00~~05-00-06.9003 | 526-03-00~~526-03-06.9003 | 308- | 01- | 05- | 00- | 526- | 03- | 06.9003 | Collection Install Contractor | [12 empty] | 500 | 2018-10-08 |  |  |  |  | 200 | Revised 7/1/2013 | [11 empty] | T_M_600 |  | Collection | 6 | 6 | 06.9003 |  | Elec.: Drainage Tile repair Work | [6 empty] | C |  | 0 | Ea. | State Multiplier | 240.0067 |  | 0 | 0 | Ea. | State Multiplier | 240.0067 |  | 0 | 0 | Ea. | State Multiplier | 295.9586 |  | 0 | 0 | Ea. | State Multiplier | 295.9586 |  | 0 | 0 | Ea. | State Multiplier | 295.9586 |  | 0 | 0 | Ea. | State Multiplier | 240.0067 |  | 0 | 0 | Ea. | State Multiplier | 295.9586 |  | 0 | 0 | Ea. | State Multiplier | 295.9586 |  | 0 | 0 | Ea. | State Multiplier | 295.9586 |  | 0 | 0 | Ea. | State Multiplier | 295.9586 |  | 0 | 0 | Ea. | State Multiplier | 295.9586 |  | 0 | 0 | Ea. | State Multiplier | 295.9586 |  | 0 | 0 | Ea. | State Multiplier | #N/A |  | #N/A
| 05-00-00~~05-00-06.9004 | 526-03-00~~526-03-06.9004 | 308- | 01- | 05- | 00- | 526- | 03- | 06.9004 | Collection Install Contractor | [12 empty] | 78 | 2018-10-08 |  |  |  |  | 50 | [12 empty] | T_M_601 |  | Collection | 6 | 6 | 06.9004 |  | Elec. Overhead Crossing - Highway, Water, R.R.,etc | [6 empty] | C |  | 0 | Lf. |  | 60.0017 |  | 0 | 0 | Lf. |  | 60.0017 |  | 0 | 0 | Lf. |  | 73.9896 |  | 0 | 0 | Lf. |  | 73.9896 |  | 0 | 0 | Lf. |  | 73.9896 |  | 0 | 0 | Lf. |  | 60.0017 |  | 0 | 0 | Lf. |  | 73.9896 |  | 0 | 0 | Lf. |  | 73.9896 |  | 0 | 0 | Lf. |  | 73.9896 |  | 0 | 0 | Lf. |  | 73.9896 |  | 0 | 0 | Lf. |  | 73.9896 |  | 0 | 0 | Lf. |  | 73.9896 |  | 0 | 0 | Lf. |  | #N/A |  | #N/A
| 04-00-00~~04-00-06.9998 | 301-01-00~~301-01-06.9998 |  |  | 04- | 00- | 301- | 01- | 06.9998 | Collection Install Contractor | [31 empty] | T_M_602 |  | Collection | 6 | 6 | 06.9998 |  | EPC Lump Sum AC Collection Installation | [6 empty] | C |  | 0 | LS |  | 3553629.3189 |  | 0 | 0 | LS |  | 2426110.2151 |  | 0 | 0 | LS |  | 1076773.4991 |  | 0 | 0 | LS |  | 1588379.0828 |  | 0 | 0 | LS |  | 1588405.7024 |  | 0 | 0 | LS |  | 2415495.1857 |  | 0 | 0 | LS |  | 1576077.822 |  | 0 | 0 | LS |  | 1052696.154 |  | 0 | 0 | LS |  | 1576077.822 |  | 0 | 0 | LS |  | 1146566.6973 |  | 0 | 0 | LS |  | 1576077.822 |  | 0 | 0 | LS |  | 1146566.6973 |  | 0 | 0 | LS |  | #VALUE! |  | #VALUE!
[23 empty] | - | [18 empty] | T_M_603 |  |  |  | - | 528 |  | - |  |  | - | - | - | - |  |  | - | - |  | - |  | - | - | - |  | - |  | - | - | - |  | - |  | - | - | - |  | - |  | - | - | - |  | - |  | - | - | - |  | - |  | - | - | - |  | - |  | - | - | - |  | - |  | - | - | - |  | - |  | - | - | - |  | - |  | - | - | - |  | - |  | - | - | - |  | - |  | - | - | - |  | - |  | -
[42 empty] | T_M_604 |  |  |  |  | 529 | [10 empty] | 3% | Borings % |  |  |  | 4093644.3853 | 3% | Borings % |  |  |  | 2966125.2815 | 3% | Borings % |  |  |  | 1609498.9667 | 3.576% | Borings % |  |  |  | 2121104.5504 | 3.576% | Borings % |  |  |  | 2121131.1699 | 2.002% | Borings % |  |  |  | 2955510.2522 | 3.624% | Borings % |  |  |  | 2108803.2896 | 3% | Borings % |  |  |  | 1319058.8878 | 3.624% | Borings % |  |  |  | 2108803.2896 | 6.081% | Borings % |  |  |  | 1679292.1649 | 3.624% | Borings % |  |  |  | 2108803.2896 | 6.081% | Borings % |  |  |  | 1679292.1649 | #N/A | Borings % |  |  |  | #VALUE!
[42 empty] | T_M_605 |  |  |  |  | 530
[36 empty] | T_A_205 | [5 empty] | T_M_606 |  |  |  |  | 531 | [10 empty] | 230 | HV Voltage |  | 0 | Lf, HV Bus High |  | 230 | HV Voltage |  | 0 | Lf, HV Bus High |  | 34.5 | HV Voltage |  | 0 | Lf, HV Bus High |  | 34.5 | HV Voltage |  | 0 | Lf, HV Bus High |  | 34.5 | HV Voltage |  | 0 | Lf, HV Bus High |  | 230 | HV Voltage |  | 0 | Lf, HV Bus High |  | 34.5 | HV Voltage |  | 0 | Lf, HV Bus High |  | 34.5 | HV Voltage |  | 0 | Lf, HV Bus High |  | 34.5 | HV Voltage |  | 0 | Lf, HV Bus High |  | 34.5 | HV Voltage |  | 0 | Lf, HV Bus High |  | 34.5 | HV Voltage |  | 0 | Lf, HV Bus High |  | 34.5 | HV Voltage |  | 0 | Lf, HV Bus High |  | REJECTED | HV Voltage |  | #N/A | Lf, HV Bus High
[7 empty] | Header |  | 7.0 | [19 empty] | Pricing | [6 empty] | T_A_209 |  | T_A_196 |  |  |  | T_M_607 |  |  |  |  | 7.0 |  | SUBSTATION MATERIAL - NEER | [8 empty] | 223 | XFMR MVA | No | 105 | Lf, HV Bus Low |  | 223 | XFMR MVA |  | 105 | Lf, HV Bus Low |  | 89 | XFMR MVA |  | 68 | Lf, HV Bus Low |  | 89 | XFMR MVA | No | 68 | Lf, HV Bus Low |  | 89 | XFMR MVA | No | 68 | Lf, HV Bus Low |  | 223 | XFMR MVA | No | 105 | Lf, HV Bus Low |  | 89 | XFMR MVA | No | 68 | Lf, HV Bus Low |  | 89 | XFMR MVA | No | 68 | Lf, HV Bus Low |  | 89 | XFMR MVA | No | 68 | Lf, HV Bus Low |  | 89 | XFMR MVA | No | 68 | Lf, HV Bus Low |  | 89 | XFMR MVA | No | 68 | Lf, HV Bus Low |  | 89 | XFMR MVA | No | 68 | Lf, HV Bus Low |  |  | XFMR MVA | No | #N/A | Lf, HV Bus Low
[36 empty] | T_A_207 | [5 empty] | T_M_608 |  |  |  |  | 533 | [10 empty] | Standard | Special SS |  | Help | Current Rating (DG) |  | Standard | Special SS |  | Help | Current Rating (DG) |  | Standard | Special SS |  | Help | Current Rating (DG) |  | Standard | Special SS |  | Help | Current Rating (DG) |  | Standard | Special SS |  | Help | Current Rating (DG) |  | Standard | Special SS |  | Help | Current Rating (DG) |  | Standard | Special SS |  | Help | Current Rating (DG) |  | Standard | Special SS |  | Help | Current Rating (DG) |  | Standard | Special SS |  | Help | Current Rating (DG) |  | Standard | Special SS |  | Help | Current Rating (DG) |  | Standard | Special SS |  | Help | Current Rating (DG) |  | Standard | Special SS |  | Help | Current Rating (DG) |  | Standard | Special SS |  | #VALUE! | Current Rating (DG)
[7 empty] | Header |  | 7.1 |  |  |  | 34.5 kv | 69 kv | 115 kv | 138 kv | 161 kv | 230 kv | 345 kv | 500 kv | [21 empty] | T_M_609 |  |  | 7.1 | 7 | 7.1 |  | MAIN POWER TRANSFORMER | [11 empty] | add ltc, shipping and dress out | [5 empty] | add ltc, shipping and dress out | [5 empty] | add ltc, shipping and dress out | [5 empty] | add ltc, shipping and dress out | [5 empty] | add ltc, shipping and dress out | [5 empty] | add ltc, shipping and dress out | [5 empty] | add ltc, shipping and dress out | [5 empty] | add ltc, shipping and dress out | [5 empty] | add ltc, shipping and dress out | [5 empty] | add ltc, shipping and dress out | [5 empty] | add ltc, shipping and dress out | [5 empty] | add ltc, shipping and dress out | [5 empty] | add ltc, shipping and dress out
| 07-00-00~~07-00-07.1001 | 541-01-00~~541-01-07.1001 | 313- | 01- | 07- | 00- | 541- | 01- | 07.1001 | GSU |  |  | Use Existing Lookup for Xfmr's | [9 empty] | 1.5 | Formula | Vlookup factored 150% |  |  |  | 1 | Formula |  | 2016-04-05 |  |  |  | T_A_208 | [5 empty] | T_M_610 |  | Xfmr | 7.1 | 7 | 07.1001 |  | Main Transformer-Equipment, Shipping and Dress Out | [6 empty] | US |  | 1 | Ea. | LTC | 6432706.635 |  | 6432706.635 | 1 | Ea. | None | 5738529.66 |  | 5738529.66 | 0 | Ea. | None | 0 |  | 0 | 0 | Ea. | LTC | 0 |  | 0 | 0 | Ea. | LTC | 0 |  | 0 | 1 | Ea. | LTC | 0 |  | 0 | 0 | Ea. | LTC | 0 |  | 0 | 0 | Ea. | LTC | 0 |  | 0 | 0 | Ea. | LTC | 0 |  | 0 | 0 | Ea. | LTC | 0 |  | 0 | 0 | Ea. | LTC | 0 |  | 0 | 0 | Ea. | LTC | 0 |  | 0 |  | Ea. | LTC | #VALUE! |  | #VALUE!
[7 empty] | Header |  | 7.2 | [32 empty] | T_M_611 |  | Special | 7 | 7 | 7.2 |  | SPECIAL SUBSTATION COSTS | [6 empty] | US |  |  |  | Size of Cap Banks in Mvars | [5 empty] | Size of Cap Banks in Mvars | [5 empty] | Size of Cap Banks in Mvars | [5 empty] | Size of Cap Banks in Mvars | [5 empty] | Size of Cap Banks in Mvars | [5 empty] | Size of Cap Banks in Mvars | [5 empty] | Size of Cap Banks in Mvars | [5 empty] | Size of Cap Banks in Mvars | [5 empty] | Size of Cap Banks in Mvars | [5 empty] | Size of Cap Banks in Mvars | [5 empty] | Size of Cap Banks in Mvars | [5 empty] | Size of Cap Banks in Mvars | [5 empty] | Size of Cap Banks in Mvars
| 06-00-00~~06-00-07.2001 | 541-02-00~~541-02-07.2001 | 313- | 01- | 06- | 00- | 541- | 02- | 07.2001 | SS - Material | [12 empty] | 1.1 | Lookup |  |  |  |  | 1 | Lookup | Updated 8/14/14 | Lookup Table Cap Banks |  |  |  | T_A_213 |  | T_A_214 |  |  |  | T_M_612 |  | Special | 7 | 7 | 07.2001 |  | Shunt Capacitor Banks - HV | [5 empty] | HV | US |  | 0 | Ea. | 0 | 65000 |  | 0 | 0 | Ea. | 0 | 65000 |  | 0 | 0 | Ea. | 0 | 31500 |  | 0 | 0 | Ea. | 0 | 31500 |  | 0 | 0 | Ea. | 0 | 31500 |  | 0 | 0 | Ea. | 0 | 65000 |  | 0 | 0 | Ea. | 0 | 31500 |  | 0 | 0 | Ea. | 0 | 31500 |  | 0 | 0 | Ea. | 0 | 31500 |  | 0 | 0 | Ea. | 0 | 31500 |  | 0 | 0 | Ea. | 0 | 31500 |  | 0 | 0 | Ea. | 0 | 31500 |  | 0 | 0 | Ea. | 0 | #N/A |  | #N/A
| 06-00-00~~06-00-07.2002 | 541-02-00~~541-02-07.2002 | 313- | 01- | 06- | 00- | 541- | 02- | 07.2002 | SS - Material | [12 empty] | 1.1 | Lookup | 2015-05-22 |  |  |  | 1 | Lookup | Updated 8/14/14 | 25% more than Shunt Capacitor | [9 empty] | T_M_613 |  | Special | 7 | 7 | 07.2002 |  | Series Capacitor Banks - HV |  |  |  | "SPECIAL" See Engineering |  | HV | US |  | 0 | Ea. | 0 | 81250 |  | 0 | 0 | Ea. | 0 | 81250 |  | 0 | 0 | Ea. | 0 | 39375 |  | 0 | 0 | Ea. | 0 | 39375 |  | 0 | 0 | Ea. | 0 | 39375 |  | 0 | 0 | Ea. | 0 | 81250 |  | 0 | 0 | Ea. | 0 | 39375 |  | 0 | 0 | Ea. | 0 | 39375 |  | 0 | 0 | Ea. | 0 | 39375 |  | 0 | 0 | Ea. | 0 | 39375 |  | 0 | 0 | Ea. | 0 | 39375 |  | 0 | 0 | Ea. | 0 | 39375 |  | 0 | 0 | Ea. | 0 | #N/A |  | #N/A
| 06-00-00~~06-00-07.2003 | 541-02-00~~541-02-07.2003 | 313- | 01- | 06- | 00- | 541- | 02- | 07.2003 | SS - Material | [12 empty] | 1.1 | Lookup | 2015-05-22 |  |  |  | 1 | Lookup | Updated 8/14/14 | Lookup Table Cap Banks |  |  |  | T_A_213 |  | T_A_214 |  |  |  | T_M_614 |  | Special | 7 | 7 | 07.2003 |  | Shunt Capacitor Banks - LV | [5 empty] | LV | US |  | 2 | Ea. | 12 | 33000 |  | 66000 | 0 | Ea. | 0 | 30000 |  | 0 | 0 | Ea. | 0 | 31500 |  | 0 | 0 | Ea. | 12 | 34650 |  | 0 | 0 | Ea. | 12 | 34650 |  | 0 | 2 | Ea. | 12 | 33000 |  | 66000 | 0 | Ea. | 12 | 34650 |  | 0 | 0 | Ea. | 12 | 34650 |  | 0 | 0 | Ea. | 12 | 34650 |  | 0 | 0 | Ea. | 12 | 34650 |  | 0 | 0 | Ea. | 12 | 34650 |  | 0 | 0 | Ea. | 12 | 34650 |  | 0 | #VALUE! | Ea. | #VALUE! | #VALUE! |  | #VALUE!
| 06-00-00~~06-00-07.2004 | 541-02-00~~541-02-07.2004 | 313- | 01- | 06- | 00- | 541- | 02- | 07.2004 | SS - Material | [12 empty] | 1.1 | Lookup | 2015-05-22 |  |  |  | 1 | Lookup | Updated 8/14/14 | 25% more than Shunt Capacitor | [9 empty] | T_M_615 |  | Special | 7 | 7 | 07.2004 |  | Series Capacitor Banks - LV |  |  |  | "SPECIAL" See Engineering |  | LV | US |  | 0 | Ea. | 0 | 37500 |  | 0 | 0 | Ea. | 0 | 37500 |  | 0 | 0 | Ea. | 0 | 39375 |  | 0 | 0 | Ea. | 0 | 39375 |  | 0 | 0 | Ea. | 0 | 39375 |  | 0 | 0 | Ea. | 0 | 37500 |  | 0 | 0 | Ea. | 0 | 39375 |  | 0 | 0 | Ea. | 0 | 39375 |  | 0 | 0 | Ea. | 0 | 39375 |  | 0 | 0 | Ea. | 0 | 39375 |  | 0 | 0 | Ea. | 0 | 39375 |  | 0 | 0 | Ea. | 0 | 39375 |  | 0 | 0 | Ea. | 0 | #N/A |  | #N/A
| 06-00-00~~06-00-07.2005 | 541-02-00~~541-02-07.2005 | 313- | 01- | 06- | 00- | 541- | 02- | 07.2005 | SS - Material | a | a | 15000 | 14000 | 13000 | 12000 | 15000 | 15000 | 15000 | 15000 | Reactor_Banks | a | 1.1 | Lookup | 2015-05-22 | No Recommended Change |  |  | 1 | Lookup | Updated 8/14/14 | Air Core 138kV and less |  |  | a | T_A_215 |  | T_A_216 |  |  | a | T_M_616 |  | Special | 7 | 7 | 07.2005 |  | Reactor Banks |  |  |  | Air Core <138kV |  | LV | US |  | 0 | Ea. | 0 | 0 |  | 0 | 0 | Ea. | 0 | 0 |  | 0 | 0 | Ea. | 0 | 0 |  | 0 | 0 | Ea. | 0 | 0 |  | 0 | 0 | Ea. | 0 | 0 |  | 0 | 0 | Ea. | 0 | 0 |  | 0 | 0 | Ea. | 0 | 0 |  | 0 | 0 | Ea. | 0 | 0 |  | 0 | 0 | Ea. | 0 | 0 |  | 0 | 0 | Ea. | 0 | 0 |  | 0 | 0 | Ea. | 0 | 0 |  | 0 | 0 | Ea. | 0 | 0 |  | 0 | 0 | Ea. | 0 | #N/A |  | #N/A
| 06-00-00~~06-00-07.2006 | 541-02-00~~541-02-07.2006 | 313- | 01- | 06- | 00- | 541- | 02- | 07.2006 | SS - Material | a | [10 empty] | a |  | 2015-05-22 | 2015-05-22 | [5 empty] | Updated 8/14/14 |  |  |  | a | [5 empty] | a | T_M_617 |  | Special | 7 | 7 | 07.2006 |  | Harmonic Filters |  |  |  | Not needed anymore! |  | LV | US |  | 0 | Lot | 0 | 0 |  | 0 | 0 | Lot | 0 | 0 |  | 0 | 0 | Lot | 0 | 0 |  | 0 | 0 | Lot | 0 | 0 |  | 0 | 0 | Lot | 0 | 0 |  | 0 | 0 | Lot | 0 | 0 |  | 0 | 0 | Lot | 0 | 0 |  | 0 | 0 | Lot | 0 | 0 |  | 0 | 0 | Lot | 0 | 0 |  | 0 | 0 | Lot | 0 | 0 |  | 0 | 0 | Lot | 0 | 0 |  | 0 | 0 | Lot | 0 | 0 |  | 0 | 0 | Lot | 0 | 0 |  | 0
| 06-00-00~~06-00-07.2007 | 541-02-00~~541-02-07.2007 | 313- | 01- | 06- | 00- | 541- | 02- | 07.2007 | SS - Material | [20 empty] | Updated 8/14/14 | [10 empty] | T_M_618 |  | Special | 7 | 7 | 07.2007 |  | Wave Trap |  |  | Generator |  |  | LV | US |  | 0 | Ea. | Cap Banks | 0 |  | 0 | 0 | Ea. | Cap Banks | 0 |  | 0 | 0 | Ea. | Cap Banks | 0 |  | 0 | 0 | Ea. | Cap Banks | 0 |  | 0 | 0 | Ea. | Cap Banks | 0 |  | 0 | 0 | Ea. | Cap Banks | 0 |  | 0 | 0 | Ea. | Cap Banks | 0 |  | 0 | 0 | Ea. | Cap Banks | 0 |  | 0 | 0 | Ea. | Cap Banks | 0 |  | 0 | 0 | Ea. | Cap Banks | 0 |  | 0 | 0 | Ea. | Cap Banks | 0 |  | 0 | 0 | Ea. | Cap Banks | 0 |  | 0 | 0 | Ea. | Cap Banks | #N/A |  | #N/A
| 06-00-00~~06-00-07.2008 | 541-02-00~~541-02-07.2008 | 313- | 01- | 06- | 00- | 541- | 02- | 07.2008 | SS - Material | [31 empty] | T_M_619 |  | Special | 7 | 7 | 07.2008 |  | Line Trap - HV | [6 empty] | US |  | 0 | Ea. | LV or HV | 0 |  | 0 | 0 | Ea. | LV or HV | 0 |  | 0 | 0 | Ea. | LV or HV | 0 |  | 0 | 0 | Ea. | LV or HV | 0 |  | 0 | 0 | Ea. | LV or HV | 0 |  | 0 | 0 | Ea. | LV or HV | 0 |  | 0 | 0 | Ea. | LV or HV | 0 |  | 0 | 0 | Ea. | LV or HV | 0 |  | 0 | 0 | Ea. | LV or HV | 0 |  | 0 | 0 | Ea. | LV or HV | 0 |  | 0 | 0 | Ea. | LV or HV | 0 |  | 0 | 0 | Ea. | LV or HV | 0 |  | 0 | 0 | Ea. | LV or HV | #N/A |  | #N/A
| 06-00-00~~06-00-07.2009 | 541-02-00~~541-02-07.2009 | 313- | 01- | 06- | 00- | 541- | 02- | 07.2009 | SS - Material | [27 empty] | T_A_212 |  |  |  | T_M_620 |  | Special | 7 | 7 | 07.2009 |  | Line Trap - LV | [6 empty] | US |  | 0 | Ea. | LV | 0 |  | 0 | 0 | Ea. | LV | 0 |  | 0 | 0 | Ea. | LV | 0 |  | 0 | 0 | Ea. | LV | 0 |  | 0 | 0 | Ea. | LV | 0 |  | 0 | 0 | Ea. | LV | 0 |  | 0 | 0 | Ea. | LV | 0 |  | 0 | 0 | Ea. | LV | 0 |  | 0 | 0 | Ea. | LV | 0 |  | 0 | 0 | Ea. | LV | 0 |  | 0 | 0 | Ea. | LV | 0 |  | 0 | 0 | Ea. | LV | 0 |  | 0 | 0 | Ea. | LV | #N/A |  | #N/A
| 06-00-00~~06-00-07.2010 | 541-02-00~~541-02-07.2010 | 313- | 01- | 06- | 00- | 541- | 02- | 07.2010 | SS - Material | [31 empty] | T_M_621 |  | Special | 7 | 7 | 07.2010 |  | Line Tuner - HV | [6 empty] | US |  | 0 | Ea. |  | 0 |  | 0 | 0 | Ea. |  | 0 |  | 0 | 0 | Ea. |  | 0 |  | 0 | 0 | Ea. |  | 0 |  | 0 | 0 | Ea. |  | 0 |  | 0 | 0 | Ea. |  | 0 |  | 0 | 0 | Ea. |  | 0 |  | 0 | 0 | Ea. |  | 0 |  | 0 | 0 | Ea. |  | 0 |  | 0 | 0 | Ea. |  | 0 |  | 0 | 0 | Ea. |  | 0 |  | 0 | 0 | Ea. |  | 0 |  | 0 | 0 | Ea. |  | #N/A |  | #N/A
| 06-00-00~~06-00-07.2011 | 541-02-00~~541-02-07.2011 | 313- | 01- | 06- | 00- | 541- | 02- | 07.2011 | SS - Material | [31 empty] | T_M_622 |  | Special | 7 | 7 | 07.2011 |  | Line Tuner - LV | [6 empty] | US |  | 0 | Ea. |  | 0 |  | 0 | 0 | Ea. |  | 0 |  | 0 | 0 | Ea. |  | 0 |  | 0 | 0 | Ea. |  | 0 |  | 0 | 0 | Ea. |  | 0 |  | 0 | 0 | Ea. |  | 0 |  | 0 | 0 | Ea. |  | 0 |  | 0 | 0 | Ea. |  | 0 |  | 0 | 0 | Ea. |  | 0 |  | 0 | 0 | Ea. |  | 0 |  | 0 | 0 | Ea. |  | 0 |  | 0 | 0 | Ea. |  | 0 |  | 0 | 0 | Ea. |  | #N/A |  | #N/A
| 06-00-00~~06-00-07.2012 | 541-02-00~~541-02-07.2012 | 313- | 01- | 06- | 00- | 541- | 02- | 07.2012 | SS - Material |  |  | ` | [28 empty] | T_M_623 |  | Special | 7 | 7 | 07.2012 |  | 3-Phase Voltage Regulators | [6 empty] | US |  | 0 | Ea. |  | 0 |  | 0 | 0 | Ea. |  | 0 |  | 0 | 0 | Ea. |  | 0 |  | 0 | 0 | Ea. |  | 0 |  | 0 | 0 | Ea. |  | 0 |  | 0 | 0 | Ea. |  | 0 |  | 0 | 0 | Ea. |  | 0 |  | 0 | 0 | Ea. |  | 0 |  | 0 | 0 | Ea. |  | 0 |  | 0 | 0 | Ea. |  | 0 |  | 0 | 0 | Ea. |  | 0 |  | 0 | 0 | Ea. |  | 0 |  | 0 | 0 | Ea. |  | #N/A |  | #N/A
| 06-00-00~~06-00-07.2013 | 541-02-00~~541-02-07.2013 | 313- | 01- | 06- | 00- | 541- | 02- | 07.2013 | SS - Material | [31 empty] | T_M_624 |  | Special | 7 | 7 | 07.2013 |  | Circuit Switcher - HV | [6 empty] | US |  | 0 | Ea. |  | 0 |  | 0 | 0 | Ea. |  | 0 |  | 0 | 0 | Ea. |  | 0 |  | 0 | 0 | Ea. |  | 0 |  | 0 | 0 | Ea. |  | 0 |  | 0 | 0 | Ea. |  | 0 |  | 0 | 0 | Ea. |  | 0 |  | 0 | 0 | Ea. |  | 0 |  | 0 | 0 | Ea. |  | 0 |  | 0 | 0 | Ea. |  | 0 |  | 0 | 0 | Ea. |  | 0 |  | 0 | 0 | Ea. |  | 0 |  | 0 | 0 | Ea. |  | #N/A |  | #N/A
| 06-00-00~~06-00-07.2014 | 541-02-00~~541-02-07.2014 | 313- | 01- | 06- | 00- | 541- | 02- | 07.2014 | SS - Material | [31 empty] | T_M_625 |  | Special | 7 | 7 | 07.2014 |  | Circuit Switcher - LV | [6 empty] | US |  | 0 | Ea. |  | 0 |  | 0 | 0 | Ea. |  | 0 |  | 0 | 0 | Ea. |  | 0 |  | 0 | 0 | Ea. |  | 0 |  | 0 | 0 | Ea. |  | 0 |  | 0 | 0 | Ea. |  | 0 |  | 0 | 0 | Ea. |  | 0 |  | 0 | 0 | Ea. |  | 0 |  | 0 | 0 | Ea. |  | 0 |  | 0 | 0 | Ea. |  | 0 |  | 0 | 0 | Ea. |  | 0 |  | 0 | 0 | Ea. |  | 0 |  | 0 | 0 | Ea. |  | #N/A |  | #N/A
| 06-00-00~~06-00-07.2015 | 541-02-00~~541-02-07.2015 | 313- | 01- | 06- | 00- | 541- | 02- | 07.2015 | SS - Material | [31 empty] | T_M_626 |  | Special | 7 | 7 | 07.2015 |  | Dynamic Volt-Amp Reactive (DVAR) Compensation | [6 empty] | US |  | 0 | Ea. |  | 0 |  | 0 | 0 | Ea. |  | 0 |  | 0 | 0 | Ea. |  | 0 |  | 0 | 0 | Ea. |  | 0 |  | 0 | 0 | Ea. |  | 0 |  | 0 | 0 | Ea. |  | 0 |  | 0 | 0 | Ea. |  | 0 |  | 0 | 0 | Ea. |  | 0 |  | 0 | 0 | Ea. |  | 0 |  | 0 | 0 | Ea. |  | 0 |  | 0 | 0 | Ea. |  | 0 |  | 0 | 0 | Ea. |  | 0 |  | 0 | 0 | Ea. |  | #N/A |  | #N/A
| 06-00-00~~06-00-07.2016 | 541-02-00~~541-02-07.2016 | 313- | 01- | 06- | 00- | 541- | 02- | 07.2016 | SS - Material | [31 empty] | T_M_627 |  | Special | 7 | 7 | 07.2016 |  | Static VAR Compensator (SVC) | [6 empty] | US |  | 0 | Ea. |  | 0 |  | 0 | 0 | Ea. |  | 0 |  | 0 | 0 | Ea. |  | 0 |  | 0 | 0 | Ea. |  | 0 |  | 0 | 0 | Ea. |  | 0 |  | 0 | 0 | Ea. |  | 0 |  | 0 | 0 | Ea. |  | 0 |  | 0 | 0 | Ea. |  | 0 |  | 0 | 0 | Ea. |  | 0 |  | 0 | 0 | Ea. |  | 0 |  | 0 | 0 | Ea. |  | 0 |  | 0 | 0 | Ea. |  | 0 |  | 0 | 0 | Ea. |  | #N/A |  | #N/A
| 06-00-00~~06-00-07.2017 | 541-02-00~~541-02-07.2017 | 313- | 01- | 06- | 00- | 541- | 02- | 07.2017 | SS - Material | [31 empty] | T_M_628 |  | Special | 7 | 7 | 07.2017 |  | Synchronous Condenser | [6 empty] | US |  | 0 | Ea. |  | 0 |  | 0 | 0 | Ea. |  | 0 |  | 0 | 0 | Ea. |  | 0 |  | 0 | 0 | Ea. |  | 0 |  | 0 | 0 | Ea. |  | 0 |  | 0 | 0 | Ea. |  | 0 |  | 0 | 0 | Ea. |  | 0 |  | 0 | 0 | Ea. |  | 0 |  | 0 | 0 | Ea. |  | 0 |  | 0 | 0 | Ea. |  | 0 |  | 0 | 0 | Ea. |  | 0 |  | 0 | 0 | Ea. |  | 0 |  | 0 | 0 | Ea. |  | #N/A |  | #N/A
| 06-00-00~~06-00-07.2018 | 541-02-00~~541-02-07.2018 | 313- | 01- | 06- | 00- | 541- | 02- | 07.2018 | SS - Material | [31 empty] | T_M_629 |  | Special | 7 | 7 | 07.2018 |  | Static Synchronus Compensator (Statcom) | [6 empty] | US |  | 0 | Ea. |  | 0 |  | 0 | 0 | Ea. |  | 0 |  | 0 | 0 | Ea. |  | 0 |  | 0 | 0 | Ea. |  | 0 |  | 0 | 0 | Ea. |  | 0 |  | 0 | 0 | Ea. |  | 0 |  | 0 | 0 | Ea. |  | 0 |  | 0 | 0 | Ea. |  | 0 |  | 0 | 0 | Ea. |  | 0 |  | 0 | 0 | Ea. |  | 0 |  | 0 | 0 | Ea. |  | 0 |  | 0 | 0 | Ea. |  | 0 |  | 0 | 0 | Ea. |  | #N/A |  | #N/A
| 06-00-00~~06-00-07.2019 | 541-02-00~~541-02-07.2019 | 313- | 01- | 06- | 00- | 541- | 02- | 07.2019 | SS - Material | [31 empty] | T_M_630 |  | Special | 7 | 7 | 07.2019 |  | Backup Power Supply / Generator | [6 empty] | US |  | 0 | Ea. |  | 0 |  | 0 | 0 | Ea. |  | 0 |  | 0 | 0 | Ea. |  | 0 |  | 0 | 0 | Ea. |  | 0 |  | 0 | 0 | Ea. |  | 0 |  | 0 | 0 | Ea. |  | 0 |  | 0 | 0 | Ea. |  | 0 |  | 0 | 0 | Ea. |  | 0 |  | 0 | 0 | Ea. |  | 0 |  | 0 | 0 | Ea. |  | 0 |  | 0 | 0 | Ea. |  | 0 |  | 0 | 0 | Ea. |  | 0 |  | 0 | 0 | Ea. |  | #N/A |  | #N/A
[7 empty] | Header |  | 7.29 | [32 empty] | T_M_631 |  | SubM | 7 | 7 | 7.29 |  | GROUNDING TRANSFORMERS
| 06-00-00~~06-00-07.2901 | 541-02-00~~541-02-07.2901 | 313- | 01- | 06- | 00- | 541- | 02- | 07.2901 | SS - Material | [12 empty] | 40000 | 2018-10-08 |  |  |  |  | 19500 | Updated 4/5/16 | Based on 2016 Pos, ABB, GE Prolec 1000 kva, increased $2K | 2016-04-05 | [9 empty] | T_M_632 |  | SubM | 7 | 7 | 07.2901 |  | Grounding Transformers | [6 empty] | US |  | 0 | Ea. | No | 19500 |  | 0 | 0 | Ea. | No | 19500 |  | 0 | 0 | Ea. | No | 20475 |  | 0 | 0 | Ea. | No | 20475 |  | 0 | 0 | Ea. | No | 20475 |  | 0 | 0 | Ea. | No | 19500 |  | 0 | 0 | Ea. | No | 20475 |  | 0 | 0 | Ea. | No | 20475 |  | 0 | 0 | Ea. | No | 20475 |  | 0 | 0 | Ea. | No | 20475 |  | 0 | 0 | Ea. | No | 20475 |  | 0 | 0 | Ea. | No | 20475 |  | 0 | 0 | Ea. | No | #N/A |  | #N/A
| 06-00-00~~06-00-07.2902 | 541-02-00~~541-02-07.2902 | 313- | 01- | 06- | 00- | 541- | 02- | 07.2902 | SS - Material | [12 empty] | 2000 | 2018-10-08 |  |  |  |  | 1350 | Updated 8/14/14 | [11 empty] | T_M_633 |  | SubM | 7 | 7 | 07.2902 |  | Grounding Transformer Fnd./Fiberglass Box Pad | [6 empty] | US |  | 0 | Ea. |  | 1350 |  | 0 | 0 | Ea. |  | 1350 |  | 0 | 0 | Ea. |  | 1417.5 |  | 0 | 0 | Ea. |  | 1417.5 |  | 0 | 0 | Ea. |  | 1417.5 |  | 0 | 0 | Ea. |  | 1350 |  | 0 | 0 | Ea. |  | 1417.5 |  | 0 | 0 | Ea. |  | 1417.5 |  | 0 | 0 | Ea. |  | 1417.5 |  | 0 | 0 | Ea. |  | 1417.5 |  | 0 | 0 | Ea. |  | 1417.5 |  | 0 | 0 | Ea. |  | 1417.5 |  | 0 | 0 | Ea. |  | #N/A |  | #N/A
[7 empty] | Header |  | 7.3 | [32 empty] | T_M_634 |  | SubM | 7 | 7 | 7.3 |  | BREAKERS - HV/LV | [6 empty] | US
| 06-00-00~~06-00-07.3001 | 541-02-00~~541-02-07.3001 | 313- | 01- | 06- | 00- | 541- | 02- | 07.3001 | SS - Material | a | a |  | 40500 | 50000 | 54000 | 88000 | 97000 | 205000 | 425000 | Circuit_Breaker_HV | a | 1.1 | Lookup | 2015-05-22 |  |  |  | 1 | Lookup | Updated 4/5/16 | Alstom 230 and 345 Updated based on 2016 wind | 2016-04-05 |  | a | T_A_210 |  |  |  |  | a | T_M_635 |  | SubM | 7 | 7 | 07.3001 |  | Breakers - HV Type 1 |  |  | kV-ka |  |  |  | US |  | 2 | Ea. |  | 97000 |  | 194000 | 1 | Ea. |  | 97000 |  | 97000 | 0 | Ea. |  | 0 |  | 0 | 0 | Ea. |  | 0 |  | 0 | 0 | Ea. |  | 0 |  | 0 | 1 | Ea. |  | 97000 |  | 97000 | 0 | Ea. |  | 0 |  | 0 | 0 | Ea. |  | 0 |  | 0 | 0 | Ea. |  | 0 |  | 0 | 0 | Ea. |  | 0 |  | 0 | 0 | Ea. |  | 0 |  | 0 | 0 | Ea. |  | 0 |  | 0 |  | Ea. |  | #N/A |  | #N/A
| 06-00-00~~06-00-07.3002 | 541-02-00~~541-02-07.3002 | 313- | 01- | 06- | 00- | 541- | 02- | 07.3002 | SS - Material | a | a | 42000 | 60750 | 75000 | 81000 | 132000 | 171000 | 276000 | 637500 | Circuit_Breaker_HV_Cap | a | 1.1 | Lookup | 2015-05-22 |  |  |  | 1 | Lookup | Updated 8/14/14 | 1.5 x Normal CB Price, Special Equipment |  |  | a | [5 empty] | a | T_M_636 |  | Special | 7 | 7 | 07.3002 |  | Breakers - HV Type 2 | [6 empty] | US |  | 0 | Ea |  | 171000 |  | 0 | 0 | Ea |  | 171000 |  | 0 | 0 | Ea |  | 44100 |  | 0 | 0 | Ea |  | 44100 |  | 0 | 0 | Ea |  | 44100 |  | 0 | 0 | Ea |  | 171000 |  | 0 | 0 | Ea |  | 44100 |  | 0 | 0 | Ea |  | 44100 |  | 0 | 0 | Ea |  | 44100 |  | 0 | 0 | Ea |  | 44100 |  | 0 | 0 | Ea |  | 44100 |  | 0 | 0 | Ea |  | 44100 |  | 0 | 0 | Ea |  | #N/A |  | #N/A
| 06-00-00~~06-00-07.3003 | 541-02-00~~541-02-07.3003 | 313- | 01- | 06- | 00- | 541- | 02- | 07.3003 | SS - Material |  |  | 31000 | [9 empty] | 1.1 | Lookup | 2015-05-22 |  |  |  | 1 | Lookup | Updated 8/14/14 | [10 empty] | T_M_637 |  | SubM | 7 | 7 | 07.3003 |  | Breakers - LV Type 1 |  |  |  | 2000A / 34.5KV |  |  | US |  | 3 | Ea. |  | 31000 |  | 93000 | 3 | Ea. |  | 31000 |  | 93000 | 1 | Ea. |  | 32550 |  | 32550 | 2 | Ea. |  | 32550 |  | 65100 | 2 | Ea. |  | 32550 |  | 65100 | 6 | Ea. |  | 31000 |  | 186000 | 2 | Ea. |  | 32550 |  | 65100 | 2 | Ea. |  | 32550 |  | 65100 | 2 | Ea. |  | 32550 |  | 65100 | 2 | Ea. |  | 32550 |  | 65100 | 2 | Ea. |  | 32550 |  | 65100 | 2 | Ea. |  | 32550 |  | 65100 | #VALUE! | Ea. |  | #N/A |  | #N/A
| 06-00-00~~06-00-07.3004 | 541-02-00~~541-02-07.3004 | 313- | 01- | 06- | 00- | 541- | 02- | 07.3004 | SS - Material |  |  | 42000 | [9 empty] | 1.1 | Lookup | 2015-05-22 |  |  |  | 1 | Lookup | Updated 8/14/14 | [10 empty] | T_M_638 |  | SubM | 7 | 7 | 07.3004 |  | Breakers - LV Type 2 | [6 empty] | US |  | 1 | Ea |  | 42000 |  | 42000 | 0 | Ea |  | 42000 |  | 0 | 0 | Ea |  | 44100 |  | 0 | 0 | Ea |  | 44100 |  | 0 | 0 | Ea |  | 44100 |  | 0 | 1 | Ea |  | 42000 |  | 42000 | 0 | Ea |  | 44100 |  | 0 | 0 | Ea |  | 44100 |  | 0 | 0 | Ea |  | 44100 |  | 0 | 0 | Ea |  | 44100 |  | 0 | 0 | Ea |  | 44100 |  | 0 | 0 | Ea |  | 44100 |  | 0 | #VALUE! | Ea |  | #N/A |  | #N/A
[7 empty] | Header |  | 7.4 | [32 empty] | T_M_640 |  | SubM | 7 | 7 | 7.4 |  | SWITCHES - HV/LV | [6 empty] | US
| 06-00-00~~06-00-07.4001 | 541-02-00~~541-02-07.4001 | 313- | 01- | 06- | 00- | 541- | 02- | 07.4001 | SS - Material | a | a | 10000 | 11500 | 13000 | 14000 | 15000 | 17000 | 29000 | 71000 | Disconnect_Switch_Mtr | a | 1.1 | Lookup | 2015-05-22 |  |  |  | 1 | Lookup | Updated 8/14/14 |  |  |  | a | [5 empty] | a | T_M_641 |  | SubEpc | 7 | 7 | 07.4001 |  | Disconnect Switches - HV Type 1 | [6 empty] | US |  | 3 | Ea. |  | 17000 |  | 51000 | 1 | Ea. |  | 17000 |  | 17000 | 0 | Ea. |  | 10500 |  | 0 | 0 | Ea. |  | 10500 |  | 0 | 0 | Ea. |  | 10500 |  | 0 | 2 | Ea. |  | 17000 |  | 34000 | 0 | Ea. |  | 10500 |  | 0 | 0 | Ea. |  | 10500 |  | 0 | 0 | Ea. |  | 10500 |  | 0 | 0 | Ea. |  | 10500 |  | 0 | 0 | Ea. |  | 10500 |  | 0 | 0 | Ea. |  | 10500 |  | 0 | #VALUE! | Ea. |  | #N/A |  | #N/A
| 06-00-00~~06-00-07.4002 | 541-02-00~~541-02-07.4002 | 313- | 01- | 06- | 00- | 541- | 02- | 07.4002 | SS - Material | a | a | 6546 | 7800 | 9364 | 10043 | 10683 | 12396 | 23000 | 57500 | Disconnect_Switch_Swing | a | 1.1 | Lookup | 2015-05-22 |  |  |  | 1 | Lookup | Updated 8/14/14 |  |  |  | a | [5 empty] | a | T_M_642 |  | SubEpc | 7 | 7 | 07.4002 |  | Disconnect Switches - HV Type 2 | [6 empty] | US |  | 0 | Ea. |  | 12396 |  | 0 | 0 | Ea. |  | 12396 |  | 0 | 0 | Ea. |  | 6873.3 |  | 0 | 0 | Ea. |  | 6873.3 |  | 0 | 0 | Ea. |  | 6873.3 |  | 0 | 0 | Ea. |  | 12396 |  | 0 | 0 | Ea. |  | 6873.3 |  | 0 | 0 | Ea. |  | 6873.3 |  | 0 | 0 | Ea. |  | 6873.3 |  | 0 | 0 | Ea. |  | 6873.3 |  | 0 | 0 | Ea. |  | 6873.3 |  | 0 | 0 | Ea. |  | 6873.3 |  | 0 | 0 | Ea. |  | #N/A |  | #N/A
| 06-00-00~~06-00-07.4003 | 541-02-00~~541-02-07.4003 | 313- | 01- | 06- | 00- | 541- | 02- | 07.4003 | SS - Material |  |  | 1100 | 2200 | 2400 | 2600 | 2800 | 5000 | 8000 | 10000 | Disconnect_Switch_Hook |  | 1.1 | Lookup | 2015-05-22 |  |  |  | 1 | Lookup | Updated 8/14/14 | [10 empty] | T_M_643 |  | SubEpc | 7 | 7 | 07.4003 |  | Disconnect Switches - LV Type 1 | [6 empty] | US |  | 45 | Ea. |  | 1100 |  | 49500 | 39 | Ea. |  | 1100 |  | 42900 | 15 | Ea. |  | 1155 |  | 17325 | 15 | Ea. |  | 1155 |  | 17325 | 15 | Ea. |  | 1155 |  | 17325 | 45 | Ea. |  | 1100 |  | 49500 | 15 | Ea. |  | 1155 |  | 17325 | 15 | Ea. |  | 1155 |  | 17325 | 15 | Ea. |  | 1155 |  | 17325 | 15 | Ea. |  | 1155 |  | 17325 | 15 | Ea. |  | 1155 |  | 17325 | 15 | Ea. |  | 1155 |  | 17325 | #VALUE! | Ea. |  | #N/A |  | #N/A
| 06-00-00~~06-00-07.4004 | 541-02-00~~541-02-07.4004 | 313- | 01- | 06- | 00- | 541- | 02- | 07.4004 | SS - Material |  |  | 9000 | [9 empty] | 1.1 | Lookup | 2015-05-22 |  |  |  | 1 | Lookup | Updated 8/14/14 | [10 empty] | T_M_644 |  | SubEpc | 7 | 7 | 07.4004 |  | Disconnect Switches - LV Type 2 |  |  |  |  | Switch 34.5kV |  | US |  | 0 | Ea. |  | 9000 |  | 0 | 0 | Ea. |  | 9000 |  | 0 | 0 | Ea. |  | 9450 |  | 0 | 0 | Ea. |  | 9450 |  | 0 | 0 | Ea. |  | 9450 |  | 0 | 0 | Ea. |  | 9000 |  | 0 | 0 | Ea. |  | 9450 |  | 0 | 0 | Ea. |  | 9450 |  | 0 | 0 | Ea. |  | 9450 |  | 0 | 0 | Ea. |  | 9450 |  | 0 | 0 | Ea. |  | 9450 |  | 0 | 0 | Ea. |  | 9450 |  | 0 | #VALUE! | Ea. |  | #N/A |  | #N/A
| 06-00-00~~06-00-07.4005 | 541-02-00~~541-02-07.4005 | 313- | 01- | 06- | 00- | 541- | 02- | 07.4005 | SS - Material | [31 empty] | T_M_645 |  | SubEpc | 7 | 7 | 07.4005 |  | Disconnect Switches - HV Type 3 | [6 empty] | US |  | 0 | Ea. |  | 0 |  | 0 | 0 | Ea. |  | 0 |  | 0 | 0 | Ea. |  | 0 |  | 0 | 0 | Ea. |  | 0 |  | 0 | 0 | Ea. |  | 0 |  | 0 | 0 | Ea. |  | 0 |  | 0 | 0 | Ea. |  | 0 |  | 0 | 0 | Ea. |  | 0 |  | 0 | 0 | Ea. |  | 0 |  | 0 | 0 | Ea. |  | 0 |  | 0 | 0 | Ea. |  | 0 |  | 0 | 0 | Ea. |  | 0 |  | 0 | 0 | Ea. |  | #N/A |  | #N/A
| 06-00-00~~06-00-07.4006 | 541-02-00~~541-02-07.4006 | 313- | 01- | 06- | 00- | 541- | 02- | 07.4006 | SS - Material | [31 empty] | T_M_646 |  | SubEpc | 7 | 7 | 07.4006 |  | Disconnect Switches - LV Type 3 | [6 empty] | US |  | 0 | Ea. |  | 0 |  | 0 | 0 | Ea. |  | 0 |  | 0 | 0 | Ea. |  | 0 |  | 0 | 0 | Ea. |  | 0 |  | 0 | 0 | Ea. |  | 0 |  | 0 | 0 | Ea. |  | 0 |  | 0 | 0 | Ea. |  | 0 |  | 0 | 0 | Ea. |  | 0 |  | 0 | 0 | Ea. |  | 0 |  | 0 | 0 | Ea. |  | 0 |  | 0 | 0 | Ea. |  | 0 |  | 0 | 0 | Ea. |  | 0 |  | 0 | 0 | Ea. |  | #N/A |  | #N/A
[7 empty] | Header |  | 7.5 | [32 empty] | T_M_648 |  | SubM | 7 | 7 | 7.5 |  | METERING UNITS | [6 empty] | US
| 06-00-00~~06-00-07.5001 | 541-02-00~~541-02-07.5001 | 313- | 01- | 06- | 00- | 541- | 02- | 07.5001 | SS - Material | a | a | 4000 | 4500 | 5100 | 5200 | 8000 | 12743 | 13228 | 15975 | Meter_CVT | a | 1.1 | Lookup | 2015-05-22 |  |  |  | 1 | Lookup | Updated 8/14/14 |  |  |  | a | [5 empty] | a | T_M_649 |  | SubM | 7 | 7 | 07.5001 |  | CVT Unit: - HV |  |  | Current Voltage Transformer |  |  |  | US |  | 3 | Ea. |  | 12743 |  | 38229 | 3 | Ea. |  | 12743 |  | 38229 | 0 | Ea. |  | 4200 |  | 0 | 0 | Ea. |  | 4200 |  | 0 | 0 | Ea. |  | 4200 |  | 0 | 3 | Ea. |  | 12743 |  | 38229 | 0 | Ea. |  | 4200 |  | 0 | 0 | Ea. |  | 4200 |  | 0 | 0 | Ea. |  | 4200 |  | 0 | 0 | Ea. |  | 4200 |  | 0 | 0 | Ea. |  | 4200 |  | 0 | 0 | Ea. |  | 4200 |  | 0 | #VALUE! | Ea. |  | #N/A |  | #N/A
| 06-00-00~~06-00-07.5002 | 541-02-00~~541-02-07.5002 | 313- | 01- | 06- | 00- | 541- | 02- | 07.5002 | SS - Material |  |  | 4000 | [9 empty] | 1.1 | Lookup |  |  |  |  | 1 | Lookup | Updated 8/14/14 | [10 empty] | T_M_650 |  | SubM | 7 | 7 | 07.5002 |  | CVT Unit: - LV |  |  | Current Voltage Transformer |  |  |  | US |  | 6 | Ea. |  | 4000 |  | 24000 | 3 | Ea. |  | 4000 |  | 12000 | 3 | Ea. |  | 4200 |  | 12600 | 3 | Ea. |  | 4200 |  | 12600 | 3 | Ea. |  | 4200 |  | 12600 | 6 | Ea. |  | 4000 |  | 24000 | 3 | Ea. |  | 4200 |  | 12600 | 3 | Ea. |  | 4200 |  | 12600 | 3 | Ea. |  | 4200 |  | 12600 | 3 | Ea. |  | 4200 |  | 12600 | 3 | Ea. |  | 4200 |  | 12600 | 3 | Ea. |  | 4200 |  | 12600 | #VALUE! | Ea. |  | #N/A |  | #N/A
| 06-00-00~~06-00-07.5003 | 541-02-00~~541-02-07.5003 | 313- | 01- | 06- | 00- | 541- | 02- | 07.5003 | SS - Material | a | a | 9000 | 10000 | 11000 | 12000 | 13000 | 15000 | 19000 | 25000 | Meter_CT | a | 1.1 | Lookup | 2015-05-22 |  |  |  | 1 | Lookup | Updated 8/14/14 |  |  |  | a | [5 empty] | a | T_M_651 |  | SubM | 7 | 7 | 07.5003 |  | CT Unit: |  |  | Current Metering Transformer |  | Non Standard Equipment |  | US |  | 0 | Ea. |  | 15000 |  | 0 | 0 | Ea. |  | 15000 |  | 0 | 0 | Ea. |  | 9450 |  | 0 | 0 | Ea. |  | 9450 |  | 0 | 0 | Ea. |  | 9450 |  | 0 | 0 | Ea. |  | 15000 |  | 0 | 0 | Ea. |  | 9450 |  | 0 | 0 | Ea. |  | 9450 |  | 0 | 0 | Ea. |  | 9450 |  | 0 | 0 | Ea. |  | 9450 |  | 0 | 0 | Ea. |  | 9450 |  | 0 | 0 | Ea. |  | 9450 |  | 0 | 0 | Ea. |  | #N/A |  | #N/A
| 06-00-00~~06-00-07.5004 | 541-02-00~~541-02-07.5004 | 313- | 01- | 06- | 00- | 541- | 02- | 07.5004 | SS - Material | a | a | 9000 | 10000 | 11000 | 12000 | 13000 | 15000 | 19000 | 25000 | Meter_PT | a | 1.1 | Lookup | 2015-05-22 |  |  |  | 1 | Lookup | Updated 8/14/14 |  |  |  | a | [5 empty] | a | T_M_652 |  | SubM | 7 | 7 | 07.5004 |  | PT Unit: |  |  | Potential Metering Transformer |  | Non Standard Equipment |  | US |  | 0 | Ea. |  | 15000 |  | 0 | 0 | Ea. |  | 15000 |  | 0 | 0 | Ea. |  | 9450 |  | 0 | 0 | Ea. |  | 9450 |  | 0 | 0 | Ea. |  | 9450 |  | 0 | 0 | Ea. |  | 15000 |  | 0 | 0 | Ea. |  | 9450 |  | 0 | 0 | Ea. |  | 9450 |  | 0 | 0 | Ea. |  | 9450 |  | 0 | 0 | Ea. |  | 9450 |  | 0 | 0 | Ea. |  | 9450 |  | 0 | 0 | Ea. |  | 9450 |  | 0 | 0 | Ea. |  | #N/A |  | #N/A
| 06-00-00~~06-00-07.5005 | 541-02-00~~541-02-07.5005 | 313- | 01- | 06- | 00- | 541- | 02- | 07.5005 | SS - Material | a | a | 23000 | 25000 | 26000 | 27000 | 28000 | 32000 | 50000 | 75000 | Meter_Combo | a | 1.1 | Lookup | 2015-05-22 |  |  |  | 1 | Lookup | Updated 8/14/14 |  |  |  | a | [5 empty] | a | T_M_653 |  | SubM | 7 | 7 | 07.5005 |  | Combo CT/PT Unit: |  |  | CT/PT Combined Metering Unit |  | Non Standard Equipment |  | US |  | 0 | Ea. |  | 32000 |  | 0 | 0 | Ea. |  | 32000 |  | 0 | 0 | Ea. |  | 24150 |  | 0 | 0 | Ea. |  | 24150 |  | 0 | 0 | Ea. |  | 24150 |  | 0 | 0 | Ea. |  | 32000 |  | 0 | 0 | Ea. |  | 24150 |  | 0 | 0 | Ea. |  | 24150 |  | 0 | 0 | Ea. |  | 24150 |  | 0 | 0 | Ea. |  | 24150 |  | 0 | 0 | Ea. |  | 24150 |  | 0 | 0 | Ea. |  | 24150 |  | 0 | 0 | Ea. |  | #N/A |  | #N/A
| 06-00-00~~06-00-07.5006 | 541-02-00~~541-02-07.5006 | 313- | 01- | 06- | 00- | 541- | 02- | 07.5006 | SS - Material | a | a | 23000 | 25000 | 26000 | 27000 | 28000 | 32000 | 50000 | 75000 | Meter_Revenue | a | 1.1 | Lookup | 2015-05-22 |  |  |  | 1 | Lookup | Updated 8/14/14 |  |  |  | a | [5 empty] | a | T_M_654 |  | SubM | 7 | 7 | 07.5006 |  | Revenue Meter |  |  | CHECK PRICING FOR DG |  | Non Standard Equipment |  | US |  | 0 | Ea. |  | 32000 |  | 0 | 0 | Ea. |  | 32000 |  | 0 | 0 | Ea. |  | 24150 |  | 0 | 0 | Ea. |  | 24150 |  | 0 | 0 | Ea. |  | 24150 |  | 0 | 0 | Ea. |  | 32000 |  | 0 | 0 | Ea. |  | 24150 |  | 0 | 0 | Ea. |  | 24150 |  | 0 | 0 | Ea. |  | 24150 |  | 0 | 0 | Ea. |  | 24150 |  | 0 | 0 | Ea. |  | 24150 |  | 0 | 0 | Ea. |  | 24150 |  | 0 | 0 | Ea. |  | #N/A |  | #N/A
[7 empty] | Header |  | 7.6 | [32 empty] | T_M_656 |  | SubM | 7 | 7 | 7.6 |  | BALANCE OF EQUIPMENT | [6 empty] | US
| 06-00-00~~06-00-07.6001 | 541-02-00~~541-02-07.6001 | 313- | 01- | 06- | 00- | 541- | 02- | 07.6001 | SS - Material |  |  | 2400 | [9 empty] | 1.1 | Lookup | 2015-05-22 | No Recommended Change |  |  | 1 | Lookup | Updated 8/14/14 | [10 empty] | T_M_657 |  | SubEpc | 7 | 7 | 07.6001 |  | Station Service Transformer | [6 empty] | US |  | 1 | Ea. |  | 2400 |  | 2400 | 1 | Ea. |  | 2400 |  | 2400 | 0 | Ea. |  | 2520 |  | 0 | 0 | Ea. |  | 2520 |  | 0 | 0 | Ea. |  | 2520 |  | 0 | 1 | Ea. |  | 2400 |  | 2400 | 0 | Ea. |  | 2520 |  | 0 | 0 | Ea. |  | 2520 |  | 0 | 0 | Ea. |  | 2520 |  | 0 | 0 | Ea. |  | 2520 |  | 0 | 0 | Ea. |  | 2520 |  | 0 | 0 | Ea. |  | 2520 |  | 0 | 1 | Ea. |  | #N/A |  | #N/A
| 06-00-00~~06-00-07.6002 | 541-02-00~~541-02-07.6002 | 313- | 01- | 06- | 00- | 541- | 02- | 07.6002 | SS - Material |  |  | 27000 | [9 empty] | 1.1 | Lookup | 2015-05-22 | No Recommended Change |  |  | 1 | Lookup | Updated 8/14/14 | [10 empty] | T_M_658 |  | SubEpc | 7 | 7 | 07.6002 |  | Line Relay Panel | [6 empty] | US |  | 1 | Ea. |  | 27000 |  | 27000 | 1 | Ea. |  | 27000 |  | 27000 | 0 | Ea. |  | 28350 |  | 0 | 0 | Ea. |  | 28350 |  | 0 | 0 | Ea. |  | 28350 |  | 0 | 1 | Ea. |  | 27000 |  | 27000 | 0 | Ea. |  | 28350 |  | 0 | 0 | Ea. |  | 28350 |  | 0 | 0 | Ea. |  | 28350 |  | 0 | 0 | Ea. |  | 28350 |  | 0 | 0 | Ea. |  | 28350 |  | 0 | 0 | Ea. |  | 28350 |  | 0 | 1 | Ea. |  | #N/A |  | #N/A
| 06-00-00~~06-00-07.6003 | 541-02-00~~541-02-07.6003 | 313- | 01- | 06- | 00- | 541- | 02- | 07.6003 | SS - Material | a | a | 3000 | 3333.3333 | 4000 | 4333.3333 | 5000 | 6333.3333 | 7000 | 8333.3333 | Meter_CCVT | a | 1.3 | Lookup | 2015-05-22 | No Recommended Change |  |  | 1 | Lookup | Updated 9/5/14 |  |  |  | a | [5 empty] | a | T_M_659 |  | SubEpc | 7 | 7 | 07.6003 |  | CCVTS |  |  | (Close Coupled Voltage X-Former's) |  |  |  | US |  | 3 | Ea. |  | 6333.3333 |  | 19000 | 3 | Ea. |  | 6333.3333 |  | 19000 | 0 | Ea. |  | 3150 |  | 0 | 0 | Ea. |  | 3150 |  | 0 | 0 | Ea. |  | 3150 |  | 0 | 3 | Ea. |  | 6333.3333 |  | 19000 | 0 | Ea. |  | 3150 |  | 0 | 0 | Ea. |  | 3150 |  | 0 | 0 | Ea. |  | 3150 |  | 0 | 0 | Ea. |  | 3150 |  | 0 | 0 | Ea. |  | 3150 |  | 0 | 0 | Ea. |  | 3150 |  | 0 | #VALUE! | Ea. |  | #N/A |  | #N/A
| 06-00-00~~06-00-07.6004 | 541-02-00~~541-02-07.6004 | 313- | 01- | 06- | 00- | 541- | 02- | 07.6004 | SS - Material |  |  | 6400 | [9 empty] | 1.1 | Lookup | 2015-05-22 | New Unit cost added |  |  | 1 | Lookup | Updated 8/14/14 | [10 empty] | T_M_660 |  | SubEpc | 7 | 7 | 07.6004 |  | Neutral Reactor |  |  | 34.5 kV Voltage |  |  |  | US |  | 1 | Ea. |  | 6400 |  | 6400 | 1 | Ea. |  | 6400 |  | 6400 | 0 | Ea. |  | 6720 |  | 0 | 0 | Ea. |  | 6720 |  | 0 | 0 | Ea. |  | 6720 |  | 0 | 1 | Ea. |  | 6400 |  | 6400 | 0 | Ea. |  | 6720 |  | 0 | 0 | Ea. |  | 6720 |  | 0 | 0 | Ea. |  | 6720 |  | 0 | 0 | Ea. |  | 6720 |  | 0 | 0 | Ea. |  | 6720 |  | 0 | 0 | Ea. |  | 6720 |  | 0 |  | Ea. |  | #N/A |  | #N/A
| 06-00-00~~06-00-07.6005 | 541-02-00~~541-02-07.6005 | 313- | 01- | 06- | 00- | 541- | 02- | 07.6005 | SS - Material | a | a | 585 | 1920 | 2620 | 2870 | 3200 | 5090 | 7830 | 16355 | Surge_Arrestor_High | a | 5 | Lookup | 2015-05-22 | No Recommended Change |  |  | 1 | Lookup | Updated 8/14/14 |  |  |  | a | [5 empty] | a | T_M_661 |  | SubEpc | 7 | 7 | 07.6005 |  | Surge Arrestor - HV |  |  | High Voltage |  |  |  | US |  | 6 | Ea. |  | 5090 |  | 30540 | 6 | Ea. |  | 5090 |  | 30540 | 0 | Ea. |  | 614.25 |  | 0 | 0 | Ea. |  | 614.25 |  | 0 | 0 | Ea. |  | 614.25 |  | 0 | 6 | Ea. |  | 5090 |  | 30540 | 0 | Ea. |  | 614.25 |  | 0 | 0 | Ea. |  | 614.25 |  | 0 | 0 | Ea. |  | 614.25 |  | 0 | 0 | Ea. |  | 614.25 |  | 0 | 0 | Ea. |  | 614.25 |  | 0 | 0 | Ea. |  | 614.25 |  | 0 | #VALUE! | Ea. |  | #N/A |  | #N/A
| 06-00-00~~06-00-07.6006 | 541-02-00~~541-02-07.6006 | 313- | 01- | 06- | 00- | 541- | 02- | 07.6006 | SS - Material |  |  | 585 | [7 empty] | Surge_Arrestor_Low | [7 empty] | 1 | Lookup | Updated 8/14/14 | [10 empty] | T_M_662 |  | SubEpc | 7 | 7 | 07.6006 |  | Surge Arrestor - LV |  |  | 34.5 kV Voltage |  |  |  | US |  | 6 | Ea. | High Bay | 585 |  | 3510 | 3 | Ea. | High Bay | 585 |  | 1755 | 0 | Ea. | High Bay | 614.25 |  | 0 | 0 | Ea. | High Bay | 614.25 |  | 0 | 0 | Ea. | High Bay | 614.25 |  | 0 | 6 | Ea. | High Bay | 585 |  | 3510 | 0 | Ea. | High Bay | 614.25 |  | 0 | 0 | Ea. | High Bay | 614.25 |  | 0 | 0 | Ea. | High Bay | 614.25 |  | 0 | 0 | Ea. | High Bay | 614.25 |  | 0 | 0 | Ea. | High Bay | 614.25 |  | 0 | 0 | Ea. | High Bay | 614.25 |  | 0 | #VALUE! | Ea. | High Bay | #N/A |  | #N/A
| 06-00-00~~06-00-07.6007 | 541-02-00~~541-02-07.6007 | 313- | 01- | 06- | 00- | 541- | 02- | 07.6007 | SS - Material | a | a | 24 | 30 | 46 | 53.36 | 68.3336 | 83.336 | 120 | 178 | BuT_Spacing_R3PH_HB | a | 1.1 | Lookup | 2015-05-22 | No Recommended Change |  |  | 1 | Lookup |  | Qty |  |  | a | [5 empty] | a | T_M_663 |  | SubEpc | 7 | 7 | 07.6007 |  | Busswork, Rigid, 3 - phase - HV |  |  |  |  | BusR |  | US |  | 120.625 | Lf | 15.625 | 180 |  | 21712.5 | 120.625 | Lf | 15.625 | 180 |  | 21712.5 | 0 | Lf | 0 | 189 |  | 0 | 0 | Lf | 9 | 189 |  | 0 | 0 | Lf | 9 | 189 |  | 0 | 129.625 | Lf | 24.625 | 180 |  | 23332.5 | 0 | Lf | 9 | 189 |  | 0 | 0 | Lf | 0 | 189 |  | 0 | 0 | Lf | 9 | 189 |  | 0 | 0 | Lf | 9 | 189 |  | 0 | 0 | Lf | 9 | 189 |  | 0 | 0 | Lf | 9 | 189 |  | 0 | #N/A | Lf | #N/A | #N/A |  | #N/A
| 06-00-00~~06-00-07.6008 | 541-02-00~~541-02-07.6008 | 313- | 01- | 06- | 00- | 541- | 02- | 07.6008 | SS - Material | a | a |  | 5.625 | 8.625 | 10 | 12.8125 | 15.625 | 22.5 | 33.375 | BuT_Spacing_R3PH | a | 1.1 | Lookup | 2015-05-22 | No Recommended Change |  |  | 1 | Lookup | Updated 8/14/14 |  |  |  | a | [5 empty] | a | T_M_664 |  | SubEpc | 7 | 7 | 07.6008 |  | Busswork, Rigid, 3 - phase - LV | [6 empty] | US |  | 115 | Lf |  | 96 |  | 11040 | 94 | Lf |  | 96 |  | 9024 | 38 | Lf |  | 100.8 |  | 3830.4 | 73 | Lf |  | 100.8 |  | 7358.4 | 73 | Lf |  | 100.8 |  | 7358.4 | 245 | Lf |  | 96 |  | 23520 | 73 | Lf |  | 100.8 |  | 7358.4 | 73 | Lf |  | 100.8 |  | 7358.4 | 73 | Lf |  | 100.8 |  | 7358.4 | 73 | Lf |  | 100.8 |  | 7358.4 | 73 | Lf |  | 100.8 |  | 7358.4 | 73 | Lf |  | 100.8 |  | 7358.4 | #VALUE! | Lf |  | #N/A |  | #N/A
| 06-00-00~~06-00-07.6009 | 541-02-00~~541-02-07.6009 | 313- | 01- | 06- | 00- | 541- | 02- | 07.6009 | SS - Material | [12 empty] | 1.1 | Lookup | 2015-05-22 | No Recommended Change |  |  | 1 | Lookup |  | Qty | [9 empty] | T_M_665 |  | SubEpc | 7 | 7 | 07.6009 |  | Busswork, Cable, 3 - phase - HV | [6 empty] | US |  | 113 | Lf |  | 36 |  | 4068 | 83 | Lf |  | 36 |  | 2988 | 0 | Lf |  | 37.8 |  | 0 | 0 | Lf |  | 37.8 |  | 0 | 0 | Lf |  | 37.8 |  | 0 | 83 | Lf |  | 36 |  | 2988 | 0 | Lf |  | 37.8 |  | 0 | 0 | Lf |  | 37.8 |  | 0 | 0 | Lf |  | 37.8 |  | 0 | 0 | Lf |  | 37.8 |  | 0 | 0 | Lf |  | 37.8 |  | 0 | 0 | Lf |  | 37.8 |  | 0 | #VALUE! | Lf |  | #N/A |  | #N/A
| 06-00-00~~06-00-07.6010 | 541-02-00~~541-02-07.6010 | 313- | 01- | 06- | 00- | 541- | 02- | 07.6010 | SS - Material | a | a | 12 | 20 | 22 | 24 | 26 | 28 | 36 | 54 | BuT_Spacing_Cable_3PH_HB | a | 1.1 | Lookup | 2015-05-22 | No Recommended Change |  |  | 1 | Lookup | Updated 8/14/14 | Qty |  |  | a | [5 empty] | a | T_M_666 |  | SubEpc | 7 | 7 | 07.6010 |  | Busswork, Cable, 3 - phase - LV |  |  |  |  | BusC |  | US |  | 80 | Lf |  | 36 |  | 2880 | 60 | Lf |  | 36 |  | 2160 | 20 | Lf |  | 37.8 |  | 756 | 40 | Lf |  | 37.8 |  | 1512 | 40 | Lf |  | 37.8 |  | 1512 | 140 | Lf |  | 36 |  | 5040 | 40 | Lf |  | 37.8 |  | 1512 | 40 | Lf |  | 37.8 |  | 1512 | 40 | Lf |  | 37.8 |  | 1512 | 40 | Lf |  | 37.8 |  | 1512 | 40 | Lf |  | 37.8 |  | 1512 | 40 | Lf |  | 37.8 |  | 1512 | #VALUE! | Lf |  | #N/A |  | #N/A
| 06-00-00~~06-00-07.6011 | 541-02-00~~541-02-07.6011 | 313- | 01- | 06- | 00- | 541- | 02- | 07.6011 | SS - Material | a | a |  | 399 | 438 | 465 | 489 | 534 | 621 | 909 | BuT_Spacing_Cable_3PH | a | 1.1 | Lookup | 2015-05-22 | No Recommended Change |  |  | 1 | Lookup | Updated 9/5/14 |  |  |  | a | [5 empty] | a | T_M_667 |  | SubEpc | 7 | 7 | 07.6011 |  | Insulators - HV |  |  | High Voltage |  |  |  | US |  | 3 | Ea. |  | 650 |  | 1950 | 12 | Ea. |  | 650 |  | 7800 | 0 | Ea. |  | 210 |  | 0 | 0 | Ea. |  | 210 |  | 0 | 0 | Ea. |  | 210 |  | 0 | 9 | Ea. |  | 650 |  | 5850 | 0 | Ea. |  | 210 |  | 0 | 0 | Ea. |  | 210 |  | 0 | 0 | Ea. |  | 210 |  | 0 | 0 | Ea. |  | 210 |  | 0 | 0 | Ea. |  | 210 |  | 0 | 0 | Ea. |  | 210 |  | 0 | #N/A | Ea. |  | #N/A |  | #N/A
| 06-00-00~~06-00-07.6012 | 541-02-00~~541-02-07.6012 | 313- | 01- | 06- | 00- | 541- | 02- | 07.6012 | SS - Material | a | a | 200 | 250 | 325 | 400 | 450 | 650 | 1200 | 2000 | Insulator_High | a | 1.1 | Lookup | 2015-05-22 | New Unit cost added |  |  | 1 | Lookup | Updated 8/14/14 |  |  |  | a | [5 empty] | a | T_M_668 |  | SubEpc | 7 | 7 | 07.6012 |  | Insulators - LV |  |  | 34.5 kV Voltage |  | Insulators |  | US |  | 30 | Ea. |  | 200 |  | 6000 | 24 | Ea. |  | 200 |  | 4800 | 12 | Ea. |  | 210 |  | 2520 | 12 | Ea. |  | 210 |  | 2520 | 12 | Ea. |  | 210 |  | 2520 | 30 | Ea. |  | 200 |  | 6000 | 12 | Ea. |  | 210 |  | 2520 | 12 | Ea. |  | 210 |  | 2520 | 12 | Ea. |  | 210 |  | 2520 | 12 | Ea. |  | 210 |  | 2520 | 12 | Ea. |  | 210 |  | 2520 | 12 | Ea. |  | 210 |  | 2520 | #VALUE! | Ea. |  | #N/A |  | #N/A
| 06-00-00~~06-00-07.6013 | 541-02-00~~541-02-07.6013 | 313- | 01- | 06- | 00- | 541- | 02- | 07.6013 | SS - Material |  |  | 200 | [7 empty] | Insulator_Low |  | 555367.797 | Updated 8/28/18 | 2015-05-22 | Increase unit cost due to historic cost |  |  | 378659.8616 | Updated 8/28/19 | [11 empty] | T_M_669 |  | SubEpc | 7 | 7 | 07.6013 |  | Control House | [6 empty] | US |  | 1 | Ea. | Regular | 378659.8616 |  | 378659.8616 | 1 | Ea. | Regular | 378659.8616 |  | 378659.8616 | 1 | Ea. | Regular | 59638.9282 |  | 59638.9282 | 1 | Ea. | Regular | 75000 |  | 75000 | 1 | Ea. | Regular | 75000 |  | 75000 | 1 | Ea. | Regular | 75000 |  | 75000 | 1 | Ea. | Regular | 75000 |  | 75000 | 1 | Ea. | Regular | 75000 |  | 75000 | 1 | Ea. | Regular | 75000 |  | 75000 | 1 | Ea. | Regular | 75000 |  | 75000 | 1 | Ea. | Regular | 75000 |  | 75000 | 1 | Ea. | Regular | 75000 |  | 75000 | 1 | Ea. | Regular | #N/A |  | #N/A
| 06-00-00~~06-00-07.6014 | 541-02-00~~541-02-07.6014 | 313- | 01- | 06- | 00- | 541- | 02- | 07.6014 | SS - Material | [12 empty] | 0 | [5 empty] | 0 | [12 empty] | T_M_670 |  | SubM | 7 | 7 | 07.6014 |  | Modular Substation | [6 empty] | US |  | 0 | Ea. |  | 0 |  | 0 | 0 | Ea. |  | 0 |  | 0 | 0 | Ea. |  | 0 |  | 0 | 0 | Ea. |  | 0 |  | 0 | 0 | Ea. |  | 0 |  | 0 | 0 | Ea. |  | 0 |  | 0 | 0 | Ea. |  | 0 |  | 0 | 0 | Ea. |  | 0 |  | 0 | 0 | Ea. |  | 0 |  | 0 | 0 | Ea. |  | 0 |  | 0 | 0 | Ea. |  | 0 |  | 0 | 0 | Ea. |  | 0 |  | 0 | 0 | Ea. |  | #N/A |  | #N/A
| 06-00-00~~06-00-07.6015 | 541-02-00~~541-02-07.6015 | 313- | 01- | 06- | 00- | 541- | 02- | 07.6015 | SS - Material | [12 empty] | 0 | [5 empty] | 0 | [12 empty] | T_M_671 |  | SubM | 7 | 7 | 07.6015 |  | Switchgear Building | [6 empty] | US |  | 0 | Ea. |  | 0 |  | 0 | 0 | Ea. |  | 0 |  | 0 | 0 | Ea. |  | 0 |  | 0 | 0 | Ea. |  | 0 |  | 0 | 0 | Ea. |  | 0 |  | 0 | 0 | Ea. |  | 0 |  | 0 | 0 | Ea. |  | 0 |  | 0 | 0 | Ea. |  | 0 |  | 0 | 0 | Ea. |  | 0 |  | 0 | 0 | Ea. |  | 0 |  | 0 | 0 | Ea. |  | 0 |  | 0 | 0 | Ea. |  | 0 |  | 0 | 0 | Ea. |  | #N/A |  | #N/A
| 06-00-00~~06-00-07.6016 | 541-02-00~~541-02-07.6016 | 313- | 01- | 06- | 00- | 541- | 02- | 07.6016 | SS - Material | [12 empty] | 0 | [5 empty] | 0 | [12 empty] | T_M_672 |  | SubM | 7 | 7 | 07.6016 |  | Battery Vault (FPL Projects Only) | [6 empty] | US |  | 0 | Ea. |  | 0 |  | 0 | 0 | Ea. |  | 0 |  | 0 | 0 | Ea. |  | 0 |  | 0 | 0 | Ea. |  | 0 |  | 0 | 0 | Ea. |  | 0 |  | 0 | 0 | Ea. |  | 0 |  | 0 | 0 | Ea. |  | 0 |  | 0 | 0 | Ea. |  | 0 |  | 0 | 0 | Ea. |  | 0 |  | 0 | 0 | Ea. |  | 0 |  | 0 | 0 | Ea. |  | 0 |  | 0 | 0 | Ea. |  | 0 |  | 0 | 0 | Ea. |  | #N/A |  | #N/A
| 06-00-00~~06-00-07.6017 | 541-02-00~~541-02-07.6017 | 313- | 01- | 06- | 00- | 541- | 02- | 07.6017 | SS - Material | [12 empty] | 0 | [5 empty] | 0 | [12 empty] | T_M_673 |  | SubM | 7 | 7 | 07.6017 |  | Voltage Transformer | [6 empty] | US |  | 0 | Ea. |  | 0 |  | 0 | 0 | Ea. |  | 0 |  | 0 | 0 | Ea. |  | 0 |  | 0 | 0 | Ea. |  | 0 |  | 0 | 0 | Ea. |  | 0 |  | 0 | 0 | Ea. |  | 0 |  | 0 | 0 | Ea. |  | 0 |  | 0 | 0 | Ea. |  | 0 |  | 0 | 0 | Ea. |  | 0 |  | 0 | 0 | Ea. |  | 0 |  | 0 | 0 | Ea. |  | 0 |  | 0 | 0 | Ea. |  | 0 |  | 0 | 0 | Ea. |  | #N/A |  | #N/A
[7 empty] | Header |  | 7.7 | [32 empty] | T_M_675 |  | SubM | 7 | 7 | 7.7 |  | SUBSTATION BULKS: | [6 empty] | US
| 06-00-00~~06-00-07.7001 | 541-02-00~~541-02-07.7001 | 313- | 01- | 06- | 00- | 541- | 02- | 07.7001 | SS - Material | [12 empty] | 16000 | 2018-10-08 |  |  |  |  | 14000 | [12 empty] | T_M_676 |  | SubEpc | 7 | 7 | 07.7001 |  | Fiber Splice Box |  |  |  | 6 Ft. by 6 Ft. x 6 Ft. Deep |  |  | US |  | 1 | Ea. |  | 14000 |  | 14000 | 1 | Ea. |  | 14000 |  | 14000 | 0 | Ea. |  | 14000 |  | 0 | 0 | Ea. |  | 14000 |  | 0 | 0 | Ea. |  | 14000 |  | 0 | 1 | Ea. |  | 14000 |  | 14000 | 0 | Ea. |  | 14000 |  | 0 | 0 | Ea. |  | 14000 |  | 0 | 0 | Ea. |  | 14000 |  | 0 | 0 | Ea. |  | 14000 |  | 0 | 0 | Ea. |  | 14000 |  | 0 | 0 | Ea. |  | 14000 |  | 0 | 1 | Ea. |  | #N/A |  | #N/A
| 06-00-00~~06-00-07.7002 | 541-02-00~~541-02-07.7002 | 313- | 01- | 06- | 00- | 541- | 02- | 07.7002 | SS - Material | [18 empty] | $ Suproduct from below $/Lb | [12 empty] | T_M_677 |  | SubEpc | 7 | 7 | 07.7002 |  | Support Steel Structures | [6 empty] | US |  | 1 | Lot |  | 193646.295 |  | 193646.295 | 1 | Lot |  | 166620.846 |  | 166620.846 | 1 | Lot |  | 21969.664 |  | 21969.664 | 1 | Lot |  | 24159.9017 |  | 24159.9017 | 1 | Lot |  | 24159.9017 |  | 24159.9017 | 1 | Lot |  | 135559.8108 |  | 135559.8108 | 1 | Lot |  | 24159.9017 |  | 24159.9017 | 1 | Lot |  | 9885.811 |  | 9885.811 | 1 | Lot |  | 24159.9017 |  | 24159.9017 | 1 | Lot |  | 24159.9017 |  | 24159.9017 | 1 | Lot |  | 24159.9017 |  | 24159.9017 | 1 | Lot |  | 24159.9017 |  | 24159.9017 | 1 | Lot |  | #N/A |  | #N/A
[29 empty] | $/lb Steel | [12 empty] | T_M_678 |  | SubM | 7 | 7 | 599 |  | HV Side: |  |  | Quantities Displayed Below are per Each |  |  | Code: | US |  | Steel,Lbs | Qty | Conc,Cy | Conduit, Ft. |  |  | Steel,Lbs | Qty | Conc,Cy | Conduit, Ft. |  |  | Steel,Lbs | Qty | Conc,Cy | Conduit, Ft. |  |  | Steel,Lbs | Qty | Conc,Cy | Conduit, Ft. |  |  | Steel,Lbs | Qty | Conc,Cy | Conduit, Ft. |  |  | Steel,Lbs | Qty | Conc,Cy | Conduit, Ft. |  |  | Steel,Lbs | Qty | Conc,Cy | Conduit, Ft. |  |  | Steel,Lbs | Qty | Conc,Cy | Conduit, Ft. |  |  | Steel,Lbs | Qty | Conc,Cy | Conduit, Ft. |  |  | Steel,Lbs | Qty | Conc,Cy | Conduit, Ft. |  |  | Steel,Lbs | Qty | Conc,Cy | Conduit, Ft. |  |  | Steel,Lbs | Qty | Conc,Cy | Conduit, Ft. |  |  | Steel,Lbs | Qty | Conc,Cy | Conduit, Ft.
[23 empty] | 11.2079 | [5 empty] | 10.189 | 2022-04-12 | [11 empty] | T_M_679 |  | SubM | 7 | 7 | 600 |  | Transformer | [5 empty] | xfmr | US |  | 1700 | 1 | 71.8374 | 500 |  |  | 1700 | 1 | 71.8374 | 500 |  |  | 1300 | 0 | 36.99 | 300 |  |  | 1300 | 0 | 36.99 | 300 |  |  | 1300 | 0 | 36.99 | 300 |  |  | 1700 | 1 | 71.8374 | 500 |  |  | 1300 | 0 | 36.99 | 300 |  |  | 1300 | 0 | 36.99 | 300 |  |  | 1300 | 0 | 36.99 | 300 |  |  | 1300 | 0 | 36.99 | 300 |  |  | 1300 | 0 | 36.99 | 300 |  |  | 1300 | 0 | 36.99 | 300 |  |  | #N/A |  | #N/A | #N/A
[23 empty] | 2.2429 | [5 empty] | 2.039 | 2022-04-12 | [11 empty] | T_M_680 |  | SubM | 7 | 7 | 601 |  | Capacitor Banks-HV (Shunt) | [5 empty] | CapBk | US |  | 0 | 0 | 27.7778 | 650 |  |  | 0 | 0 | 27.7778 | 650 |  |  | 0 | 0 | 9.1667 | 565 |  |  | 0 | 0 | 9.1667 | 565 |  |  | 0 | 0 | 9.1667 | 565 |  |  | 0 | 0 | 27.7778 | 650 |  |  | 0 | 0 | 9.1667 | 565 |  |  | 0 | 0 | 9.1667 | 565 |  |  | 0 | 0 | 9.1667 | 565 |  |  | 0 | 0 | 9.1667 | 565 |  |  | 0 | 0 | 9.1667 | 565 |  |  | 0 | 0 | 9.1667 | 565 |  |  | 0 | 0 | #N/A | #N/A
[23 empty] | 2.2429 | [5 empty] | 2.039 | 2022-04-12 | [11 empty] | T_M_681 |  | SubM | 7 | 7 | 602 |  | Circuit Breaker | [5 empty] | Cb | US |  | 0 | 2 | 5.3333 | 180 |  |  | 0 | 1 | 5.3333 | 180 |  |  | 0 | 0 | 2.4 | 130 |  |  | 0 | 0 | 2.4 | 130 |  |  | 0 | 0 | 2.4 | 130 |  |  | 0 | 1 | 5.3333 | 180 |  |  | 0 | 0 | 2.4 | 130 |  |  | 0 | 0 | 2.4 | 130 |  |  | 0 | 0 | 2.4 | 130 |  |  | 0 | 0 | 2.4 | 130 |  |  | 0 | 0 | 2.4 | 130 |  |  | 0 | 0 | 2.4 | 130 |  |  | #N/A | #VALUE! | #N/A | #N/A
[23 empty] | 2.2429 | [5 empty] | 2.039 | 2022-04-12 | [11 empty] | T_M_682 |  | SubM | 7 | 7 | 603 |  | Switch Motor | [5 empty] | SWHV | US |  | 3300 | 3 | 5.3524 | 300 |  |  | 3300 | 1 | 5.3524 | 300 |  |  | 1350 | 0 | 2.3635 | 180 |  |  | 1350 | 0 | 2.3635 | 180 |  |  | 1350 | 0 | 2.3635 | 180 |  |  | 3300 | 2 | 5.3524 | 300 |  |  | 1350 | 0 | 2.3635 | 180 |  |  | 1350 | 0 | 2.3635 | 180 |  |  | 1350 | 0 | 2.3635 | 180 |  |  | 1350 | 0 | 2.3635 | 180 |  |  | 1350 | 0 | 2.3635 | 180 |  |  | 1350 | 0 | 2.3635 | 180 |  |  | #N/A | #VALUE! | #N/A | #N/A
[23 empty] | 2.2429 | [5 empty] | 2.039 | 2022-04-12 | [11 empty] | T_M_683 |  | SubM | 7 | 7 | 604 |  | Current Voltage Xfmr | [5 empty] | CVTHV | US |  | 350 | 3 | 1.7272 | 110 |  |  | 350 | 3 | 1.7272 | 110 |  |  | 300 | 0 | 1.0472 | 65 |  |  | 300 | 0 | 1.0472 | 65 |  |  | 300 | 0 | 1.0472 | 65 |  |  | 350 | 3 | 1.7272 | 110 |  |  | 300 | 0 | 1.0472 | 65 |  |  | 300 | 0 | 1.0472 | 65 |  |  | 300 | 0 | 1.0472 | 65 |  |  | 300 | 0 | 1.0472 | 65 |  |  | 300 | 0 | 1.0472 | 65 |  |  | 300 | 0 | 1.0472 | 65 |  |  | #N/A | #VALUE! | #N/A | #N/A
[23 empty] | 2.2429 | [5 empty] | 2.039 | 2022-04-12 | [11 empty] | T_M_684 |  | SubM | 7 | 7 | 605 |  | Surge Arrestors, High Bay (1 per phase) | [5 empty] | SAHBHV | US |  | 719.3333 | 3 | 3.1416 | 35 |  |  | 719.3333 | 3 | 3.1416 | 35 |  |  | 466.6667 | 0 | 1.8181 | 15 |  |  | 466.6667 | 0 | 1.8181 | 15 |  |  | 466.6667 | 0 | 1.8181 | 15 |  |  | 719.3333 | 3 | 3.1416 | 35 |  |  | 466.6667 | 0 | 1.8181 | 15 |  |  | 466.6667 | 0 | 1.8181 | 15 |  |  | 466.6667 | 0 | 1.8181 | 15 |  |  | 466.6667 | 0 | 1.8181 | 15 |  |  | 466.6667 | 0 | 1.8181 | 15 |  |  | 466.6667 | 0 | 1.8181 | 15 |  |  | #N/A | #VALUE! | #N/A | #N/A
[23 empty] | 2.2429 | [5 empty] | 2.039 | 2022-04-12 | [11 empty] | T_M_685 |  | SubM | 7 | 7 | 606 |  | Surge Arrestors, Low Bay (1 per phase) | [5 empty] | SALBHV | US |  | 375 | 3 | 1.7272 | 30 |  |  | 375 | 3 | 1.7272 | 30 |  |  | 209.3333 | 0 | 0.93084 | 10 |  |  | 209.3333 | 0 | 0.93084 | 10 |  |  | 209.3333 | 0 | 0.93084 | 10 |  |  | 375 | 3 | 1.7272 | 30 |  |  | 209.3333 | 0 | 0.93084 | 10 |  |  | 209.3333 | 0 | 0.93084 | 10 |  |  | 209.3333 | 0 | 0.93084 | 10 |  |  | 209.3333 | 0 | 0.93084 | 10 |  |  | 209.3333 | 0 | 0.93084 | 10 |  |  | 209.3333 | 0 | 0.93084 | 10 |  |  | #N/A | #VALUE! | #N/A | #N/A
[23 empty] | 2.7929 | [5 empty] | 2.539 | 2022-04-12 | [11 empty] | T_M_686 |  | SubM | 7 | 7 | 607 |  | Takeoff Tower, H-Frame |  |  |  | A-Frame Preferred |  | TOH | US |  | 19000 | 0 | 34.5354 | 200 |  |  | 19000 | 0 | 34.5354 | 200 |  |  | 11000 | 0 | 32.4404 | 140 |  |  | 11000 | 0 | 32.4404 | 140 |  |  | 11000 | 0 | 32.4404 | 140 |  |  | 19000 | 0 | 34.5354 | 200 |  |  | 11000 | 0 | 32.4404 | 140 |  |  | 11000 | 0 | 32.4404 | 140 |  |  | 11000 | 0 | 32.4404 | 140 |  |  | 11000 | 0 | 32.4404 | 140 |  |  | 11000 | 0 | 32.4404 | 140 |  |  | 11000 | 0 | 32.4404 | 140 |  |  | #N/A | 0 | #N/A | #N/A
[23 empty] | 2.2429 | [5 empty] | 2.039 | 2022-04-12 | [6 empty] | T_A_211 |  |  |  |  | T_M_687 |  | SubM | 7 | 7 | 608 |  | Takeoff Tower, A-Frame | [5 empty] | TOA | US |  | 25000 | 1 | 15.2654 | 200 |  |  | 25000 | 1 | 15.2654 | 200 |  |  | 15000 | 0 | 14.3394 | 140 |  |  | 15000 | 0 | 14.3394 | 140 |  |  | 15000 | 0 | 14.3394 | 140 |  |  | 25000 | 1 | 15.2654 | 200 |  |  | 15000 | 0 | 14.3394 | 140 |  |  | 15000 | 0 | 14.3394 | 140 |  |  | 15000 | 0 | 14.3394 | 140 |  |  | 15000 | 0 | 14.3394 | 140 |  |  | 15000 | 0 | 14.3394 | 140 |  |  | 15000 | 0 | 14.3394 | 140 |  |  | #N/A | 1 | #N/A | #N/A
[23 empty] | 2.2429 | [5 empty] | 2.039 | 2022-04-12 | [11 empty] | T_M_688 |  | SubM | 7 | 7 | 609 |  | Bus Supports. High (3 -phases) | [5 empty] | BusH | US |  | 2140.8333 | -1 | 4.2547 |  |  |  | 2140.8333 | 1 | 4.2547 |  |  |  | 1901 | 0 | 4.1815 |  |  |  | 1901 | 0 | 4.1815 |  |  |  | 1901 | 0 | 4.1815 |  |  |  | 2140.8333 | 1 | 4.2547 |  |  |  | 1901 | 0 | 4.1815 |  |  |  | 1901 | 0 | 4.1815 |  |  |  | 1901 | 0 | 4.1815 |  |  |  | 1901 | 0 | 4.1815 |  |  |  | 1901 | 0 | 4.1815 |  |  |  | 1901 | 0 | 4.1815 |  |  |  | #N/A | #N/A | #N/A
[23 empty] | 2.2429 | [5 empty] | 2.039 | 2022-04-12 | [11 empty] | T_M_689 |  | SubM | 7 | 7 | 610 |  | Bus Supports. Low (3-phases) | [5 empty] | BusL | US |  | 1308.3333 | 0 | 3.8435 |  |  |  | 1308.3333 | 1 | 3.8435 |  |  |  | 1078 | 2 | 3.6652 |  |  |  | 1078 | 2 | 3.6652 |  |  |  | 1078 | 2 | 3.6652 |  |  |  | 1308.3333 | 0 | 3.8435 |  |  |  | 1078 | 2 | 3.6652 |  |  |  | 1078 | 2 | 3.6652 |  |  |  | 1078 | 2 | 3.6652 |  |  |  | 1078 | 2 | 3.6652 |  |  |  | 1078 | 2 | 3.6652 |  |  |  | 1078 | 2 | 3.6652 |  |  |  | #N/A | #N/A | #N/A
[42 empty] | T_M_690 |  |  |  | 7 | 611 |  | Special Equipment
[42 empty] | T_M_691 |  | SubM | 7 | 7 | 612 |  | LV Side: |  |  | Quantities reflect the number of breakers: |  |  |  | US |  | Steel,Lbs | Qty | Conc,Cy | Conduit, Ft |  |  | Steel,Lbs | Qty | Conc,Cy | Conduit, Ft |  |  | Steel,Lbs | Qty | Conc,Cy | Conduit, Ft |  |  | Steel,Lbs | Qty | Conc,Cy | Conduit, Ft |  |  | Steel,Lbs | Qty | Conc,Cy | Conduit, Ft |  |  | Steel,Lbs | Qty | Conc,Cy | Conduit, Ft |  |  | Steel,Lbs | Qty | Conc,Cy | Conduit, Ft |  |  | Steel,Lbs | Qty | Conc,Cy | Conduit, Ft |  |  | Steel,Lbs | Qty | Conc,Cy | Conduit, Ft |  |  | Steel,Lbs | Qty | Conc,Cy | Conduit, Ft |  |  | Steel,Lbs | Qty | Conc,Cy | Conduit, Ft |  |  | Steel,Lbs | Qty | Conc,Cy | Conduit, Ft |  |  | Steel,Lbs | Qty | Conc,Cy | Conduit, Ft
[23 empty] | 2.2429 | [5 empty] | 2.039 | 2022-04-12 | [11 empty] | T_M_692 |  | SubM | 7 | 7 | 613 |  | Capacitor Banks - Shunt - LV | [5 empty] | CapBk | US |  | 0 | 0 | 9.1667 | 200 |  |  | 0 | 0 | 9.1667 | 200 |  |  | 0 | 0 | 9.1667 | 200 |  |  | 0 | 0 | 9.1667 | 200 |  |  | 0 | 0 | 9.1667 | 200 |  |  | 0 | 0 | 9.1667 | 200 |  |  | 0 | 0 | 9.1667 | 200 |  |  | 0 | 0 | 9.1667 | 200 |  |  | 0 | 0 | 9.1667 | 200 |  |  | 0 | 0 | 9.1667 | 200 |  |  | 0 | 0 | 9.1667 | 200 |  |  | 0 | 0 | 9.1667 | 200 |  |  | #VALUE! | 0 | 9.1667 | #VALUE!
[23 empty] | 2.2429 | [5 empty] | 2.039 | 2022-04-12 | [11 empty] | T_M_693 |  | SubM | 7 | 7 | 614 |  | Reactor Banks - LV (Shunt) | [5 empty] | RtrBk | US |  | 0 | 0 | 0 | 200 |  |  | 0 | 0 | 0 | 200 |  |  | 0 | 0 | 0 | 200 |  |  | 0 | 0 | 0 | 200 |  |  | 0 | 0 | 0 | 200 |  |  | 0 | 0 | 0 | 200 |  |  | 0 | 0 | 0 | 200 |  |  | 0 | 0 | 0 | 200 |  |  | 0 | 0 | 0 | 200 |  |  | 0 | 0 | 0 | 200 |  |  | 0 | 0 | 0 | 200 |  |  | 0 | 0 | 0 | 200 |  |  | #VALUE! | 0 | #VALUE! | #VALUE!
[23 empty] | 2.2429 | [5 empty] | 2.039 | 2022-04-12 | [11 empty] | T_M_694 |  | SubM | 7 | 7 | 615 |  | Harmonic Filters - LV | [5 empty] | HarFl | US |  | 0 | 0 | 0 | 200 |  |  | 0 | 0 | 0 | 200 |  |  | 0 | 0 | 0 | 200 |  |  | 0 | 0 | 0 | 200 |  |  | 0 | 0 | 0 | 200 |  |  | 0 | 0 | 0 | 200 |  |  | 0 | 0 | 0 | 200 |  |  | 0 | 0 | 0 | 200 |  |  | 0 | 0 | 0 | 200 |  |  | 0 | 0 | 0 | 200 |  |  | 0 | 0 | 0 | 200 |  |  | 0 | 0 | 0 | 200 |  |  | #VALUE! | 0 | #VALUE! | #VALUE!
[23 empty] | 2.2429 | [5 empty] | 2.039 | 2022-04-12 | [11 empty] | T_M_695 |  | SubM | 7 | 7 | 616 |  | Special Other | [6 empty] | US |  | 0 | 0 | 0 | 0 |  |  | 0 | 0 | 0 | 0 |  |  | 0 | 0 | 0 | 0 |  |  | 0 | 0 | 0 | 0 |  |  | 0 | 0 | 0 | 0 |  |  | 0 | 0 | 0 | 0 |  |  | 0 | 0 | 0 | 0 |  |  | 0 | 0 | 0 | 0 |  |  | 0 | 0 | 0 | 0 |  |  | 0 | 0 | 0 | 0 |  |  | 0 | 0 | 0 | 0 |  |  | 0 | 0 | 0 | 0 |  |  | 0 | 0 | 0 | 0
[23 empty] | 2.2429 | [5 empty] | 2.039 | 2022-04-12 | [11 empty] | T_M_696 |  | SubM | 7 | 7 | 617 |  | Circuit Breaker,2,000Amps-LV, Combination Switch&Feeder Riser | [5 empty] | CbSw | US |  | 3493.3333 | 3 | 8.1973 | 433.3333 |  |  | 3493.3333 | 3 | 8.1973 | 433.3333 |  |  | 4520 | 1 | 10.985 | 500 |  |  | 4520 | 2 | 10.985 | 500 |  |  | 4520 | 2 | 10.985 | 500 |  |  | 3493.3333 | 6 | 8.1973 | 433.3333 |  |  | 4520 | 2 | 10.985 | 500 |  |  | 4520 | 2 | 10.985 | 500 |  |  | 4520 | 2 | 10.985 | 500 |  |  | 4520 | 2 | 10.985 | 500 |  |  | 4520 | 2 | 10.985 | 500 |  |  | 4520 | 2 | 10.985 | 500 |  |  | #VALUE! | #VALUE! | #VALUE! | #VALUE!
[23 empty] | 13.1329 | [5 empty] | 11.939 | 2022-04-12 | [11 empty] | T_M_697 |  | SubM | 7 | 7 | 618 |  | Circuit Breaker, Feeder Riser | [5 empty] | FR | US |  | 700 | 3 |  |  |  |  | 700 | 3 |  |  |  |  | 700 | 1 |  |  |  |  | 700 | 2 |  |  |  |  | 700 | 2 |  |  |  |  | 700 | 6 |  |  |  |  | 700 | 2 |  |  |  |  | 700 | 2 |  |  |  |  | 700 | 2 |  |  |  |  | 700 | 2 |  |  |  |  | 700 | 2 |  |  |  |  | 700 | 2 |  |  |  |  | #VALUE! | #VALUE!
[23 empty] | 2.2429 | [5 empty] | 2.039 | 2022-04-12 | [11 empty] | T_M_698 |  | SubM | 7 | 7 | 619 |  | Circuit Breaker | [5 empty] | Cb | US |  | 0 | 1 | 1.8148 | 130 |  |  | 0 | 0 | 1.8148 | 130 |  |  | 0 | 0 | 1.8148 | 130 |  |  | 0 | 0 | 1.8148 | 130 |  |  | 0 | 0 | 1.8148 | 130 |  |  | 0 | 1 | 1.8148 | 130 |  |  | 0 | 0 | 1.8148 | 130 |  |  | 0 | 0 | 1.8148 | 130 |  |  | 0 | 0 | 1.8148 | 130 |  |  | 0 | 0 | 1.8148 | 130 |  |  | 0 | 0 | 1.8148 | 130 |  |  | 0 | 0 | 1.8148 | 130 |  |  | #VALUE! | #VALUE! | #VALUE! | #VALUE!
[23 empty] | 2.2429 | [5 empty] | 2.039 | 2022-04-12 | [11 empty] | T_M_699 |  | SubM | 7 | 7 | 620 |  | Disconnect Switch 34.5kV, 3,000 Amp | [5 empty] | SW3 | US |  | 1400 | 0 | 2.3635 | 180 |  |  | 1400 | 0 | 2.3635 | 180 |  |  | 1400 | 0 | 2.3635 | 180 |  |  | 1400 | 0 | 2.3635 | 180 |  |  | 1400 | 0 | 2.3635 | 180 |  |  | 1400 | 0 | 2.3635 | 180 |  |  | 1400 | 0 | 2.3635 | 180 |  |  | 1400 | 0 | 2.3635 | 180 |  |  | 1400 | 0 | 2.3635 | 180 |  |  | 1400 | 0 | 2.3635 | 180 |  |  | 1400 | 0 | 2.3635 | 180 |  |  | 1400 | 0 | 2.3635 | 180 |  |  | #VALUE! | #VALUE! | #VALUE! | #VALUE!
[23 empty] | 2.2429 | [5 empty] | 2.039 | 2022-04-12 | [11 empty] | T_M_700 |  | SubM | 7 | 7 | 621 |  | Voltage Transformers | [5 empty] | VT | US |  | 716.6667 | 6 | 1.3938 | 150 |  |  | 716.6667 | 3 | 1.3938 | 150 |  |  | 716.6667 | 0 | 1.3938 | 150 |  |  | 716.6667 | 3 | 1.3938 | 150 |  |  | 716.6667 | 3 | 1.3938 | 150 |  |  | 716.6667 | 9 | 1.3938 | 150 |  |  | 716.6667 | 3 | 1.3938 | 150 |  |  | 716.6667 | 0 | 1.3938 | 150 |  |  | 716.6667 | 3 | 1.3938 | 150 |  |  | 716.6667 | 3 | 1.3938 | 150 |  |  | 716.6667 | 3 | 1.3938 | 150 |  |  | 716.6667 | 3 | 1.3938 | 150 |  |  | #VALUE! | #VALUE! | #VALUE! | #VALUE!
[23 empty] | 2.2429 | [5 empty] | 2.039 | 2022-04-12 | [11 empty] | T_M_701 |  | SubM | 7 | 7 | 622 |  | Neutral Reactor | [5 empty] | NR | US |  | 800 | 1 | 1.8181 | 200 |  |  | 800 | 1 | 1.8181 | 200 |  |  | 800 | 0 | 1.8181 | 200 |  |  | 800 | 0 | 1.8181 | 200 |  |  | 800 | 0 | 1.8181 | 200 |  |  | 800 | 1 | 1.8181 | 200 |  |  | 800 | 0 | 1.8181 | 200 |  |  | 800 | 0 | 1.8181 | 200 |  |  | 800 | 0 | 1.8181 | 200 |  |  | 800 | 0 | 1.8181 | 200 |  |  | 800 | 0 | 1.8181 | 200 |  |  | 800 | 0 | 1.8181 | 200 |  |  | #VALUE! |  | #VALUE! | #VALUE!
[23 empty] | 2.2429 | [5 empty] | 2.039 | 2022-04-12 | [11 empty] | T_M_702 |  | SubM | 7 | 7 | 623 |  | Surge Arrestor |  |  | 34.5 kV Voltage |  |  |  | US |  | 0 | 6 | 0 | 0 |  |  | 0 | 3 | 0 | 0 |  |  | 0 | 0 | 0 | 0 |  |  | 0 | 3 | 0 | 0 |  |  | 0 | 3 | 0 | 0 |  |  | 0 | 9 | 0 | 0 |  |  | 0 | 3 | 0 | 0 |  |  | 0 | 0 | 0 | 0 |  |  | 0 | 3 | 0 | 0 |  |  | 0 | 3 | 0 | 0 |  |  | 0 | 3 | 0 | 0 |  |  | 0 | 3 | 0 | 0 |  |  | 0 | #VALUE! | 0 | 0
[23 empty] | 2.2429 | [5 empty] | 2.039 | 2022-04-12 | [11 empty] | T_M_703 |  | SubM | 7 | 7 | 624 |  | Station Service Transformer 34.5kV, 50kVA | [6 empty] | US |  | 1 | 1 | 0 | 0 |  |  | 1 | 1 | 0 | 0 |  |  | 1 | 0 | 0 | 0 |  |  | 1 | 0 | 0 | 0 |  |  | 1 | 0 | 0 | 0 |  |  | 1 | 1 | 0 | 0 |  |  | 1 | 0 | 0 | 0 |  |  | 1 | 0 | 0 | 0 |  |  | 1 | 0 | 0 | 0 |  |  | 1 | 0 | 0 | 0 |  |  | 1 | 0 | 0 | 0 |  |  | 1 | 0 | 0 | 0 |  |  | 1 | 1 | 0 | 0
[23 empty] | 2.2429 | [5 empty] | 2.039 | 2022-04-12 | [11 empty] | T_M_704 |  | SubM | 7 | 7 | 625 |  | Bus Supports, High |  |  |  |  | BusSupt | BusH | US |  | 1901 | 0 | 4.1815 |  |  |  | 1901 | 0 | 4.1815 |  |  |  | 1901 | 0 | 4.1815 |  |  |  | 1901 | 0 | 4.1815 |  |  |  | 1901 | 0 | 4.1815 |  |  |  | 1901 | 0 | 4.1815 |  |  |  | 1901 | 0 | 4.1815 |  |  |  | 1901 | 0 | 4.1815 |  |  |  | 1901 | 0 | 4.1815 |  |  |  | 1901 | 0 | 4.1815 |  |  |  | 1901 | 0 | 4.1815 |  |  |  | 1901 | 0 | 4.1815 |  |  |  | 1901 | #VALUE! | 4.1815
[23 empty] | 2.2429 | [5 empty] | 2.039 | 2022-04-12 | [11 empty] | T_M_705 |  | SubM | 7 | 7 | 626 |  | Bus Supports, Low | [5 empty] | BusL | US |  | 1078 | 2 | 3.6652 |  |  |  | 1078 | 0 | 3.6652 |  |  |  | 1078 | 0 | 3.6652 |  |  |  | 1078 | 0 | 3.6652 |  |  |  | 1078 | 0 | 3.6652 |  |  |  | 1078 | 2 | 3.6652 |  |  |  | 1078 | 0 | 3.6652 |  |  |  | 1078 | 0 | 3.6652 |  |  |  | 1078 | 0 | 3.6652 |  |  |  | 1078 | 0 | 3.6652 |  |  |  | 1078 | 0 | 3.6652 |  |  |  | 1078 | 0 | 3.6652 |  |  |  | 1078 | #VALUE! | 3.6652
[23 empty] | 2.7929 | [5 empty] | 2.539 | 2022-04-12 | [11 empty] | T_M_706 |  | SubM | 7 | 7 | 627 |  | Static Mast | [5 empty] | Mast | US |  | 6375 | 2 | 5.5851 | 300 |  |  | 6375 | 1 | 5.5851 | 300 |  |  | 6375 | 0 | 5.5851 | 300 |  |  | 6375 | 0 | 5.5851 | 300 |  |  | 6375 | 0 | 5.5851 | 300 |  |  | 6375 | 2 | 5.5851 | 300 |  |  | 6375 | 0 | 5.5851 | 300 |  |  | 6375 | 0 | 5.5851 | 300 |  |  | 6375 | 0 | 5.5851 | 300 |  |  | 6375 | 0 | 5.5851 | 300 |  |  | 6375 | 0 | 5.5851 | 300 |  |  | 6375 | 0 | 5.5851 | 300 |  |  | 6375 | #VALUE! | 5.5851 | #VALUE!
[23 empty] | 3.7829 | [5 empty] | 3.439 | 2022-04-12 | [11 empty] | T_M_707 |  | SubM | 7 | 7 | 628 |  | Control House | [5 empty] | House | US |  | 1400 | 1 | 13.4738 | 600 |  |  | 1400 | 1 | 13.4738 | 600 |  |  | 1400 | 0 | 13.4738 | 600 |  |  | 1400 | 0 | 13.4738 | 600 |  |  | 1400 | 0 | 13.4738 | 600 |  |  | 1400 | 1 | 13.4738 | 600 |  |  | 1400 | 0 | 13.4738 | 600 |  |  | 1400 | 0 | 13.4738 | 600 |  |  | 1400 | 0 | 13.4738 | 600 |  |  | 1400 | 0 | 13.4738 | 600 |  |  | 1400 | 0 | 13.4738 | 600 |  |  | 1400 | 0 | 13.4738 | 600 |  |  | #VALUE! | 1 | #VALUE! | #VALUE!
[42 empty] | T_M_708 |  |  |  | 7 | 629 |  | Special Equipment
[23 empty] | 2.145 | [5 empty] | 1.95 | [12 empty] | T_M_709 |  | SubM | 7 | 7 | 630 |  | Miscellaneous | [5 empty] | Misc. | US |  | 387.9614 | 3 | 1.6157 | 155.1846 |  |  | 387.9614 | 3 | 1.6157 | 155.1846 |  |  | 750 | 0 | 4.037 | 300 |  |  | 750 | 0 | 4.037 | 300 |  |  | 750 | 0 | 4.037 | 300 |  |  | 387.9614 | 3 | 1.6157 | 155.1846 |  |  | 750 | 0 | 4.037 | 300 |  |  | 750 | 0 | 4.037 | 300 |  |  | 750 | 0 | 4.037 | 300 |  |  | 750 | 0 | 4.037 | 300 |  |  | 750 | 0 | 4.037 | 300 |  |  | 750 | 0 | 4.037 | 300 |  |  | #VALUE! | #VALUE! | #VALUE! | #VALUE!
[42 empty] | T_M_710 |  | SubM | 7 | 7 | 631 |  | Subtotal Bulks | [6 empty] | US |  | 73943.0508 |  | 202.769 | 6680.5537 |  |  | 62252.0508 |  | 180.1721 | 5020.5537 |  |  | 7376 |  | 18.3154 | 500 |  |  | 14746 |  | 33.482 | 1450 |  |  | 14746 |  | 33.482 | 1450 |  |  | 89654.7175 |  | 229.3663 | 7950.5537 |  |  | 14746 |  | 33.482 | 1450 |  |  | 12596 |  | 29.3005 | 1000 |  |  | 14746 |  | 33.482 | 1450 |  |  | 14746 |  | 33.482 | 1450 |  |  | 14746 |  | 33.482 | 1450 |  |  | 14746 |  | 33.482 | 1450 |  |  | #VALUE! |  | #VALUE! | #VALUE!
[42 empty] | T_M_711 |  |  |  |  | 632
[42 empty] | T_M_713 |  |  |  |  | 633
[42 empty] | T_M_714 |  | SubM | 7 | 7 | 634 |  | Substation Size Adjustment: | [6 empty] | US
[11 empty] | 20 | a | 20 | 20 | 20 | 20.01 | 25.6251 | 31.251 | 45 | 66.75 | Sub_Size_Adjust_L | a | [12 empty] | a | [5 empty] | a | T_M_715 |  | SubM | 7 | 7 | 635 |  | Substation Length |  |  |  | Added Size to Substation Below |  |  | US |  | 51.251 | Ft. |  |  |  |  | 31.251 | Ft. |  |  |  |  | 0 | Ft. |  |  |  |  | 0 | Ft. |  |  |  |  | 0 | Ft. |  |  |  |  | 51.251 | Ft. |  |  |  |  | 0 | Ft. |  |  |  |  | 0 | Ft. |  |  |  |  | 0 | Ft. |  |  |  |  | 0 | Ft. |  |  |  |  | 0 | Ft. |  |  |  |  | 0 | Ft. |  |  |  |  | #N/A | Ft.
[11 empty] | 50 | a | 20 | 50 | 50 | 50 | 50 | 50 | 60 | 89 | Sub_Size_Adjust_W | a | [12 empty] | a | [5 empty] | a | T_M_716 |  | SubM | 7 | 7 | 636 |  | Substation Width |  |  |  | Added Size to Substation Below |  |  | US |  | 70 | Ft. |  |  |  |  | 50 | Ft. |  |  |  |  | 0 | Ft. |  |  |  |  | 0 | Ft. |  |  |  |  | 0 | Ft. |  |  |  |  | 70 | Ft. |  |  |  |  | 0 | Ft. |  |  |  |  | 0 | Ft. |  |  |  |  | 0 | Ft. |  |  |  |  | 0 | Ft. |  |  |  |  | 0 | Ft. |  |  |  |  | 0 | Ft. |  |  |  |  | #N/A | Ft.
| 06-00-00~~06-00-07.7003 | 541-02-00~~541-02-07.7003 | 313- | 01- | 06- | 00- | 541- | 02- | 07.7003 | SS - Material | [31 empty] | T_M_717 |  | SubM | 7 | 7 | 07.7003 |  | Take-off / Dead-end Structures, HV, A-Frame |  |  |  | need to remove from bulks, if using |  |  | US |  | 0 | Ea. |  | 0 |  | 0 | 0 | Ea. |  | 0 |  | 0 | 0 | Ea. |  | 0 |  | 0 | 0 | Ea. |  | 0 |  | 0 | 0 | Ea. |  | 0 |  | 0 | 0 | Ea. |  | 0 |  | 0 | 0 | Ea. |  | 0 |  | 0 | 0 | Ea. |  | 0 |  | 0 | 0 | Ea. |  | 0 |  | 0 | 0 | Ea. |  | 0 |  | 0 | 0 | Ea. |  | 0 |  | 0 | 0 | Ea. |  | 0 |  | 0 | 0 | Ea. |  | #N/A |  | #N/A
| 06-00-00~~06-00-07.7004 | 541-02-00~~541-02-07.7004 | 313- | 01- | 06- | 00- | 541- | 02- | 07.7004 | SS - Material | [31 empty] | T_M_718 |  | SubM | 7 | 7 | 07.7004 |  | Take-off / Dead-end Structures, HV, H-Frame |  |  |  | need to remove from bulks, if using |  |  | US |  | 0 | Ea. |  | 0 |  | 0 | 0 | Ea. |  | 0 |  | 0 | 0 | Ea. |  | 0 |  | 0 | 0 | Ea. |  | 0 |  | 0 | 0 | Ea. |  | 0 |  | 0 | 0 | Ea. |  | 0 |  | 0 | 0 | Ea. |  | 0 |  | 0 | 0 | Ea. |  | 0 |  | 0 | 0 | Ea. |  | 0 |  | 0 | 0 | Ea. |  | 0 |  | 0 | 0 | Ea. |  | 0 |  | 0 | 0 | Ea. |  | 0 |  | 0 | 0 | Ea. |  | #N/A |  | #N/A
| 06-00-00~~06-00-07.7005 | 541-02-00~~541-02-07.7005 | 313- | 01- | 06- | 00- | 541- | 02- | 07.7005 | SS - Material | [31 empty] | T_M_719 |  | SubM | 7 | 7 | 07.7005 |  | Take-off / Dead-end Structures, LV, A-Frame |  |  |  | need to remove from bulks, if using |  |  | US |  | 0 | Ea. |  | 0 |  | 0 | 0 | Ea. |  | 0 |  | 0 | 0 | Ea. |  | 0 |  | 0 | 0 | Ea. |  | 0 |  | 0 | 0 | Ea. |  | 0 |  | 0 | 0 | Ea. |  | 0 |  | 0 | 0 | Ea. |  | 0 |  | 0 | 0 | Ea. |  | 0 |  | 0 | 0 | Ea. |  | 0 |  | 0 | 0 | Ea. |  | 0 |  | 0 | 0 | Ea. |  | 0 |  | 0 | 0 | Ea. |  | 0 |  | 0 | 0 | Ea. |  | #N/A |  | #N/A
| 06-00-00~~06-00-07.7006 | 541-02-00~~541-02-07.7006 | 313- | 01- | 06- | 00- | 541- | 02- | 07.7006 | SS - Material | [31 empty] | T_M_720 |  | SubM | 7 | 7 | 07.7006 |  | Take-off / Dead-end Structures, LV, H-Frame |  |  |  | need to remove from bulks, if using |  |  | US |  | 0 | Ea. |  | 0 |  | 0 | 0 | Ea. |  | 0 |  | 0 | 0 | Ea. |  | 0 |  | 0 | 0 | Ea. |  | 0 |  | 0 | 0 | Ea. |  | 0 |  | 0 | 0 | Ea. |  | 0 |  | 0 | 0 | Ea. |  | 0 |  | 0 | 0 | Ea. |  | 0 |  | 0 | 0 | Ea. |  | 0 |  | 0 | 0 | Ea. |  | 0 |  | 0 | 0 | Ea. |  | 0 |  | 0 | 0 | Ea. |  | 0 |  | 0 | 0 | Ea. |  | #N/A |  | #N/A
| 06-00-00~~06-00-07.7007 | 541-02-00~~541-02-07.7007 | 313- | 01- | 06- | 00- | 541- | 02- | 07.7007 | SS - Material | [31 empty] | T_M_721 |  | SubM | 7 | 7 | 07.7007 |  | Shield Pole, HV |  |  |  | need to remove from bulks, if using |  |  | US |  | 0 | Ea. |  | 0 |  | 0 | 0 | Ea. |  | 0 |  | 0 | 0 | Ea. |  | 0 |  | 0 | 0 | Ea. |  | 0 |  | 0 | 0 | Ea. |  | 0 |  | 0 | 0 | Ea. |  | 0 |  | 0 | 0 | Ea. |  | 0 |  | 0 | 0 | Ea. |  | 0 |  | 0 | 0 | Ea. |  | 0 |  | 0 | 0 | Ea. |  | 0 |  | 0 | 0 | Ea. |  | 0 |  | 0 | 0 | Ea. |  | 0 |  | 0 | 0 | Ea. |  | #N/A |  | #N/A
| 06-00-00~~06-00-07.7008 | 541-02-00~~541-02-07.7008 | 313- | 01- | 06- | 00- | 541- | 02- | 07.7008 | SS - Material | [31 empty] | T_M_722 |  | SubM | 7 | 7 | 07.7008 |  | Shield Pole, LV |  |  |  | need to remove from bulks, if using |  |  | US |  | 0 | Ea. |  | 0 |  | 0 | 0 | Ea. |  | 0 |  | 0 | 0 | Ea. |  | 0 |  | 0 | 0 | Ea. |  | 0 |  | 0 | 0 | Ea. |  | 0 |  | 0 | 0 | Ea. |  | 0 |  | 0 | 0 | Ea. |  | 0 |  | 0 | 0 | Ea. |  | 0 |  | 0 | 0 | Ea. |  | 0 |  | 0 | 0 | Ea. |  | 0 |  | 0 | 0 | Ea. |  | 0 |  | 0 | 0 | Ea. |  | 0 |  | 0 | 0 | Ea. |  | #N/A |  | #N/A
[7 empty] | Header |  | 7.8 | [32 empty] | T_M_723 |  | SubM | 7 | 7 | 7.8 |  | MISC. SUBSTATION COSTS | [6 empty] | US
| 06-00-00~~06-00-07.8001 | 541-02-00~~541-02-07.8001 | 313- | 01- | 06- | 00- | 541- | 02- | 07.8001 | SS - Material | [12 empty] | 400000 | 2018-10-08 |  |  |  |  | 250000 | Updated 8/14/14 | [11 empty] | T_M_724 |  | SubEpc | 7 | 7 | 07.8001 |  | Substation Special Protection Scheme (SPS): | [6 empty] | US |  | 0 | Lot |  | 250000 |  | 0 | 0 | Lot |  | 250000 |  | 0 | 0 | Lot |  | 250000 |  | 0 | 0 | Lot |  | 250000 |  | 0 | 0 | Lot |  | 250000 |  | 0 | 0 | Lot |  | 250000 |  | 0 | 0 | Lot |  | 250000 |  | 0 | 0 | Lot |  | 250000 |  | 0 | 0 | Lot |  | 250000 |  | 0 | 0 | Lot |  | 250000 |  | 0 | 0 | Lot |  | 250000 |  | 0 | 0 | Lot |  | 250000 |  | 0 | 0 | Lot |  | #N/A |  | #N/A
| 06-00-00~~06-00-07.8002 | 541-02-00~~541-02-07.8002 | 313- | 01- | 06- | 00- | 541- | 02- | 07.8002 | SS - Material | [12 empty] | 25000 | 2018-10-08 |  |  |  |  | 12300 | Updated 8/14/14 | [11 empty] | T_M_725 |  | SubEpc | 7 | 7 | 07.8002 |  | Substation Construction Inspector (QA/QC): | [6 empty] | C |  | 4 | Mo. |  | 12300 |  | 49200 | 4 | Mo. |  | 12300 |  | 49200 | 1 | Mo. |  | 12300 |  | 12300 | 1 | Mo. |  | 12300 |  | 12300 | 1 | Mo. |  | 12300 |  | 12300 | 4 | Mo. |  | 12300 |  | 49200 | 1 | Mo. |  | 12300 |  | 12300 | 1 | Mo. |  | 12300 |  | 12300 | 1 | Mo. |  | 12300 |  | 12300 | 1 | Mo. |  | 12300 |  | 12300 | 1 | Mo. |  | 12300 |  | 12300 | 1 | Mo. |  | 12300 |  | 12300 | 4 | Mo. |  | #N/A |  | #N/A
| 06-00-00~~06-00-07.8003 | 541-02-00~~541-02-07.8003 | 313- | 01- | 06- | 00- | 541- | 02- | 07.8003 | SS - Material | [12 empty] | 50000 | 2018-10-08 |  |  |  |  | 5000 | Updated 8/14/14 | [11 empty] | T_M_726 |  | SubEpc | 7 | 7 | 07.8003 |  | Substation Functional Testing: |  |  |  | For Testing, S/U & Energization of Substation. |  |  | C |  | 1 | Lot |  | 5000 |  | 5000 | 1 | Lot |  | 5000 |  | 5000 | 1 | Lot |  | 5000 |  | 5000 | 1 | Lot |  | 5000 |  | 5000 | 1 | Lot |  | 5000 |  | 5000 | 1 | Lot |  | 5000 |  | 5000 | 1 | Lot |  | 5000 |  | 5000 | 1 | Lot |  | 5000 |  | 5000 | 1 | Lot |  | 5000 |  | 5000 | 1 | Lot |  | 5000 |  | 5000 | 1 | Lot |  | 5000 |  | 5000 | 1 | Lot |  | 5000 |  | 5000 | 1 | Lot |  | #N/A |  | #N/A
| 06-00-00~~06-00-07.8004 | 541-02-00~~541-02-07.8004 | 313- | 01- | 06- | 00- | 541- | 02- | 07.8004 | SS - Material | [12 empty] | 1.625 | Formula |  |  |  |  | 1 | Formula | [11 empty] | T_M_727 |  | SubEpc | 7 | 7 | 07.8004 |  | Pole Mounted Recloser | [6 empty] | US |  | 0 | Ea. | No | 0 |  | 0 | 0 | Ea. | No | 0 |  | 0 | 0 | Ea. | No | 0 |  | 0 | 0 | Ea. | No | 0 |  | 0 | 0 | Ea. | No | 0 |  | 0 | 0 | Ea. | No | 0 |  | 0 | 0 | Ea. | No | 0 |  | 0 | 0 | Ea. | No | 0 |  | 0 | 0 | Ea. | No | 0 |  | 0 | 0 | Ea. | No | 0 |  | 0 | 0 | Ea. | No | 0 |  | 0 | 0 | Ea. | No | 0 |  | 0 | 0 | Ea. | No | 0 |  | 0
| 06-00-00~~06-00-07.8005 | 541-02-00~~541-02-07.8005 | 313- | 01- | 06- | 00- | 541- | 02- | 07.8005 | SS - Material | [12 empty] | 1.625 | Formula |  |  |  |  | 1 | Formula | [11 empty] | T_M_728 |  | SubEpc | 7 | 7 | 07.8005 |  | Metal Enclosed Switchgear |  |  |  | this line to be used when EPC to provide all equipment except GSU |  |  | US |  | 0 | Ea. | No | 0 |  | 0 | 0 | Ea. | No | 0 |  | 0 | 0 | Ea. | No | 0 |  | 0 | 0 | Ea. | No | 0 |  | 0 | 0 | Ea. | No | 0 |  | 0 | 0 | Ea. | No | 0 |  | 0 | 0 | Ea. | No | 0 |  | 0 | 0 | Ea. | No | 0 |  | 0 | 0 | Ea. | No | 0 |  | 0 | 0 | Ea. | No | 0 |  | 0 | 0 | Ea. | No | 0 |  | 0 | 0 | Ea. | No | 0 |  | 0 | 0 | Ea. | No | #N/A |  | #N/A
[7 empty] | Header |  | 7.999 | [32 empty] | T_M_743 |  |  |  |  | 7.999 |  | SUBSTATION LUMP SUM SUPPLY ELECTRICAL MATERIAL
| 06-00-00~~06-00-07.9998 | 302-01-00~~302-01-07.9998 | 302- | 01- | 06- | 00- | 302- | 01- | 07.9998 | SS - Material | [31 empty] | T_M_744 |  | SubEpc |  | 7 | 07.9998 |  | Substation Lump Sum Supply Electrical Material | [6 empty] | C |  | 0 | LS |  | 877506.6566 |  | 0 | 0 | LS |  | 808960.2076 |  | 0 | 0 | LS |  | 123339.9922 |  | 0 | 0 | LS |  | 145175.3017 |  | 0 | 0 | LS |  | 145175.3017 |  | 0 | 0 | LS |  | 517840.3108 |  | 0 | 0 | LS |  | 145175.3017 |  | 0 | 0 | LS |  | 130901.211 |  | 0 | 0 | LS |  | 145175.3017 |  | 0 | 0 | LS |  | 145175.3017 |  | 0 | 0 | LS |  | 145175.3017 |  | 0 | 0 | LS |  | 145175.3017 |  | 0 | 0 | LS |  | #VALUE! |  | #VALUE!
[42 empty] | T_M_745 |  |  |  |  | 651
[30 empty] | Updated 8/14/14 | [11 empty] | T_M_746 |  |  |  |  | 652 | [15 empty] | 7767442.2916 | [5 empty] | 6787718.8676 | [5 empty] | 168489.9922 | [5 empty] | 222875.3017 | [5 empty] | 222875.3017 | [5 empty] | 971069.3108 | [5 empty] | 222875.3017 | [5 empty] | 208601.211 | [5 empty] | 222875.3017 | [5 empty] | 222875.3017 | [5 empty] | 222875.3017 | [5 empty] | 222875.3017 | [5 empty] | #VALUE!
[38 empty] | T_A_204 |  |  |  | T_M_747 |  |  |  |  | 653 | [12 empty] | No | [5 empty] | No | [5 empty] | No | [5 empty] | No | [5 empty] | No | [5 empty] | No | [5 empty] | No | [5 empty] | No | [5 empty] | No | [5 empty] | No | [5 empty] | No | [5 empty] | No | [5 empty] | #VALUE!
[7 empty] | Header |  | 8.0 |  |  |  | 34.5 kv | 69 kv | 115 kv | 138 kv | 161 kv | 230 kv | 345 kv | 500 kv | [9 empty] | Updated 8/14/14 | [11 empty] | T_M_748 |  |  |  |  | 8.0 |  | SUBSTATION CONSTRUCTION - CONTRACTOR | [9 empty] | Elevation OK | [5 empty] | Elevation OK | [5 empty] | Footage Added to Yard, Above 3,500 Ft El | [5 empty] | Footage Added to Yard, Above 3,500 Ft El | [5 empty] | Footage Added to Yard, Above 3,500 Ft El | [5 empty] | Elevation OK | [5 empty] | Footage Added to Yard, Above 3,500 Ft El | [5 empty] | Footage Added to Yard, Above 3,500 Ft El | [5 empty] | Footage Added to Yard, Above 3,500 Ft El | [5 empty] | Footage Added to Yard, Above 3,500 Ft El | [5 empty] | Footage Added to Yard, Above 3,500 Ft El | [5 empty] | Footage Added to Yard, Above 3,500 Ft El | [5 empty] | Footage Added to Yard, Above 3,500 Ft El
[11 empty] | a | a |  | 111 | 120 | 126 | 130 | 142 | 162 | 243 | HV Base Size, MV Base Size Lookup BreakerT_LV | a | [7 empty] | Updated 8/14/14 |  |  |  |  | a | [5 empty] | a | T_M_749 |  | SubL | 8 | 8 | 655 | [6 empty] | Length |  |  |  | 309.251 | Ft. | 51.251 | Ft added for Special Equipment |  |  | 289.251 | Ft. | 31.251 | Ft added for Special Equipment |  |  | 50 | Ft. | 0 | Ft added for Special Equipment |  |  | 50 | Ft. | 0 | Ft added for Special Equipment |  |  | 50 | Ft. | 0 | Ft added for Special Equipment |  |  | 309.251 | Ft. | 51.251 | Ft added for Special Equipment |  |  | 50 | Ft. | 0 | Ft added for Special Equipment |  |  | 50 | Ft. | 0 | Ft added for Special Equipment |  |  | 50 | Ft. | 0 | Ft added for Special Equipment |  |  | 50 | Ft. | 0 | Ft added for Special Equipment |  |  | 50 | Ft. | 0 | Ft added for Special Equipment |  |  | 50 | Ft. | 0 | Ft added for Special Equipment |  |  | #N/A | Ft. | #N/A | Ft added for Special Equipment
[7 empty] | Header |  | 8.1 |  | a | a |  | 106 | 117 | 122 | 130 | 137 | 156 | 222 | HV Base Size, MV Base Size Lookup BreakerT_LV | a | [7 empty] | Updated 8/14/14 |  |  |  |  | a | [5 empty] | a | T_M_750 |  | SubL | 8 | 8 | 8.1 |  | SUBSTATION ENGINEERING: |  |  |  |  | Width |  |  |  | 207 | Ft. | 70 | Ft added for Special Equipment |  |  | 187 | Ft. | 50 | Ft added for Special Equipment |  |  | 50 | Ft. | 0 | Ft added for Special Equipment |  |  | 50 | Ft. | 0 | Ft added for Special Equipment |  |  | 50 | Ft. | 0 | Ft added for Special Equipment |  |  | 207 | Ft. | 70 | Ft added for Special Equipment |  |  | 50 | Ft. | 0 | Ft added for Special Equipment |  |  | 50 | Ft. | 0 | Ft added for Special Equipment |  |  | 50 | Ft. | 0 | Ft added for Special Equipment |  |  | 50 | Ft. | 0 | Ft added for Special Equipment |  |  | 50 | Ft. | 0 | Ft added for Special Equipment |  |  | 50 | Ft. | 0 | Ft added for Special Equipment |  |  | #N/A | Ft. | #N/A | Ft added for Special Equipment
| 06-00-00~~06-00-08.1001 | 302-01-00~~302-01-08.1001 | 302- | 01- | 06- | 00- | 302- | 01- | 08.1001 | SS Contractor - Other | [19 empty] | Updated 8/14/14 | Normally By NEE | [10 empty] | T_M_751 |  | SubL | 8 | 8 | 08.1001 |  | Substation Contractor: Detailed Design & Layout | [6 empty] | C |  | 0 | Ea. |  | 0 |  | 0 | 0 | Ea. |  | 0 |  | 0 | 0 | Ea. |  | 0 |  | 0 | 0 | Ea. |  | 0 |  | 0 | 0 | Ea. |  | 0 |  | 0 | 0 | Ea. |  | 0 |  | 0 | 0 | Ea. |  | 0 |  | 0 | 0 | Ea. |  | 0 |  | 0 | 0 | Ea. |  | 0 |  | 0 | 0 | Ea. |  | 0 |  | 0 | 0 | Ea. |  | 0 |  | 0 | 0 | Ea. |  | 0 |  | 0 | 0 | Ea. |  | #N/A |  | #N/A
| 06-00-00~~06-00-08.1002 | 302-01-00~~302-01-08.1002 | 302- | 01- | 06- | 00- | 302- | 01- | 08.1002 | SS Contractor - Other | [19 empty] | Updated 8/14/14 | Normally By NEE | [10 empty] | T_M_752 |  | SubL | 8 | 8 | 08.1002 |  | Subst. Contractor Subsurface Soil Investigation | [6 empty] | C |  | 0 | Ea. |  | 0 |  | 0 | 0 | Ea. |  | 0 |  | 0 | 0 | Ea. |  | 0 |  | 0 | 0 | Ea. |  | 0 |  | 0 | 0 | Ea. |  | 0 |  | 0 | 0 | Ea. |  | 0 |  | 0 | 0 | Ea. |  | 0 |  | 0 | 0 | Ea. |  | 0 |  | 0 | 0 | Ea. |  | 0 |  | 0 | 0 | Ea. |  | 0 |  | 0 | 0 | Ea. |  | 0 |  | 0 | 0 | Ea. |  | 0 |  | 0 | 0 | Ea. |  | #N/A |  | #N/A
| 06-00-00~~06-00-08.1003 | 302-01-00~~302-01-08.1003 | 302- | 01- | 06- | 00- | 302- | 01- | 08.1003 | SS Contractor - Other | [31 empty] | T_M_753 |  | SubL | 8 | 8 | 08.1003 |  | Subst. Contractor: Eng. Support for Permitting | [6 empty] | C |  | 0 | Ea. |  | 0 |  | 0 | 0 | Ea. |  | 0 |  | 0 | 0 | Ea. |  | 0 |  | 0 | 0 | Ea. |  | 0 |  | 0 | 0 | Ea. |  | 0 |  | 0 | 0 | Ea. |  | 0 |  | 0 | 0 | Ea. |  | 0 |  | 0 | 0 | Ea. |  | 0 |  | 0 | 0 | Ea. |  | 0 |  | 0 | 0 | Ea. |  | 0 |  | 0 | 0 | Ea. |  | 0 |  | 0 | 0 | Ea. |  | 0 |  | 0 | 0 | Ea. |  | #N/A |  | #N/A
[7 empty] | Header |  | 8.2 | [32 empty] | T_M_754 |  | SubL | 8 | 8 | 8.2 |  | SUBSTATION FACILITY & CIVIL WORK
| 06-00-00~~06-00-08.2001 | 302-01-00~~302-01-08.2001 | 302- | 01- | 06- | 00- | 302- | 01- | 08.2001 | SS Contractor - Mob | a | a | 100000 | 110000 | 115000 | 115000 | 115000 | 125000 | 150000 | 175000 |  | a | 2 | 2015-05-22 | Increase unit cost due to historic cost |  |  |  | 1 | Updated 8/14/14 |  |  |  |  | a | [5 empty] | a | T_M_755 |  | SubL | 8 | 8 | 08.2001 |  | Mob & Demob For Contractor Substation Construction | [6 empty] | C |  | 1 | Ea. | Added to Sides in ft. | 150004.1851 |  | 150004.1851 | 1 | Ea. | Added to Sides in ft. | 150004.1851 |  | 150004.1851 | 1 | Ea. | Added to Sides in ft. | 44393.789 |  | 44393.789 | 0.2 | Ea. | Added to Sides in ft. | 44393.789 |  | 8878.7578 | 0.2 | Ea. | Added to Sides in ft. | 44393.789 |  | 8878.7578 | 0.2 | Ea. | Added to Sides in ft. | 150004.1851 |  | 30000.837 | 0.2 | Ea. | Added to Sides in ft. | 44393.789 |  | 8878.7578 | 0.2 | Ea. | Added to Sides in ft. | 44393.789 |  | 8878.7578 | 0.2 | Ea. | Added to Sides in ft. | 44393.789 |  | 8878.7578 | 0.2 | Ea. | Added to Sides in ft. | 44393.789 |  | 8878.7578 | 0.2 | Ea. | Added to Sides in ft. | 44393.789 |  | 8878.7578 | 0.2 | Ea. | Added to Sides in ft. | 44393.789 |  | 8878.7578 | 1 | Ea. | Added to Sides in ft. | #N/A |  | #N/A
| 06-00-00~~06-00-08.2101 | 302-01-00~~302-01-08.2101 | 302- | 01- | 06- | 00- | 302- | 01- | 08.2101 | SS Contractor - Civil |  |  | 3000 | [9 empty] | 5000 | 2018-10-08 |  |  |  |  | 2900 | Updated 8/14/14 | [11 empty] | T_M_756 |  | SubL | 8 | 8 | 08.2101 |  | Substation: Clearing, Grubbing | [6 empty] | C |  | 2.1195 | Ac. | 50 | 3480.0971 |  | 7376.2325 | 1.8458 | Ac. | 50 | 3480.0971 |  | 6423.5184 | 0.22957 | Ac. | 50 | 4291.3996 |  | 985.1698 | 0.22957 | Ac. | 50 | 4291.3996 |  | 985.1698 | 0.22957 | Ac. | 50 | 4291.3996 |  | 985.1698 | 2.1195 | Ac. | 50 | 3480.0971 |  | 7376.2325 | 0.22957 | Ac. | 50 | 4291.3996 |  | 985.1698 | 0.22957 | Ac. | 50 | 4291.3996 |  | 985.1698 | 0.22957 | Ac. | 50 | 4291.3996 |  | 985.1698 | 0.22957 | Ac. | 50 | 4291.3996 |  | 985.1698 | 0.22957 | Ac. | 50 | 4291.3996 |  | 985.1698 | 0.22957 | Ac. | 50 | 4291.3996 |  | 985.1698 | #N/A | Ac. | 50 | #N/A |  | #N/A
| 06-00-00~~06-00-08.2102 | 302-01-00~~302-01-08.2102 | 302- | 01- | 06- | 00- | 302- | 01- | 08.2102 | SS Contractor - Civil |  |  | 2.2727 | [9 empty] | 14.3 | Updated 11/5/21 |  |  |  |  | 8.8 | Updated 11/5/21 | [11 empty] | T_M_757 |  | SubL | 8 | 8 | 08.2102 |  | Substation: Grading, Excavation Cut Requirements | [6 empty] | C |  | 20517.2238 | Cy. | 6 | 10.5603 |  | 216667.9281 | 2977.8699 | Cy. | 1 | 10.5603 |  | 31447.1834 | 370.3704 | Cy. | 1 | 13.0222 |  | 4823.0289 | 740.7407 | Cy. | 2 | 13.0222 |  | 9646.0578 | 740.7407 | Cy. | 2 | 13.0222 |  | 9646.0578 | 6839.0746 | Cy. | 2 | 10.5603 |  | 72222.6427 | 740.7407 | Cy. | 2 | 13.0222 |  | 9646.0578 | 740.7407 | Cy. | 2 | 13.0222 |  | 9646.0578 | 740.7407 | Cy. | 2 | 13.0222 |  | 9646.0578 | 740.7407 | Cy. | 2 | 13.0222 |  | 9646.0578 | 740.7407 | Cy. | 2 | 13.0222 |  | 9646.0578 | 740.7407 | Cy. | 2 | 13.0222 |  | 9646.0578 | #N/A | Cy. | 2 | #N/A |  | #N/A
| 06-00-00~~06-00-08.2103 | 302-01-00~~302-01-08.2103 | 302- | 01- | 06- | 00- | 302- | 01- | 08.2103 | SS Contractor - Civil |  |  | 10 | [9 empty] | Formula | 2015-05-22 | Pulls from Above |  |  |  | Formula | Updated 8/14/14 | Price from Civil work | [10 empty] | T_M_758 |  | SubL | 8 | 8 | 08.2103 |  | Substation: Grading, Cut Requirements, Rock | [6 empty] | C |  | 2051.7224 | Cy. | 10% | 11.7069 |  | 24019.4024 | 0 | Cy. | 0% | 11.7069 |  | 0 | 0 | Cy. | 0% | 14.0783 |  | 0 | 0 | Cy. | 0% | 14.0783 |  | 0 | 0 | Cy. | 0% | 14.0783 |  | 0 | 0 | Cy. | 0% | 11.7069 |  | 0 | 0 | Cy. | 0% | 14.0783 |  | 0 | 0 | Cy. | 0% | 14.0783 |  | 0 | 0 | Cy. | 0% | 14.0783 |  | 0 | 0 | Cy. | 0% | 14.0783 |  | 0 | 0 | Cy. | 0% | 14.0783 |  | 0 | 0 | Cy. | 0% | 14.0783 |  | 0 | #N/A | Cy. | 0% | #N/A |  | #N/A
| 06-00-00~~06-00-08.2104 | 302-01-00~~302-01-08.2104 | 302- | 01- | 06- | 00- | 302- | 01- | 08.2104 | SS Contractor - Civil |  |  | 2.2727 | [9 empty] | 37.375 | Updated 11/5/21 |  |  |  |  | 23 | Updated 11/5/21 | [11 empty] | T_M_759 |  | SubL | 8 | 8 | 08.2104 |  | Substation: Grading, Fill Requirements | [6 empty] | C |  | 27356.2984 | Cy. | 8 | 27.6008 |  | 755054.9011 | 2977.8699 | Cy. | 1 | 27.6008 |  | 82191.5021 | 370.3704 | Cy. | 1 | 34.0352 |  | 12605.6438 | 1111.1111 | Cy. | 3 | 34.0352 |  | 37816.9313 | 1111.1111 | Cy. | 3 | 34.0352 |  | 37816.9313 | 10258.6119 | Cy. | 3 | 27.6008 |  | 283145.5879 | 1111.1111 | Cy. | 3 | 34.0352 |  | 37816.9313 | 1111.1111 | Cy. | 3 | 34.0352 |  | 37816.9313 | 1111.1111 | Cy. | 3 | 34.0352 |  | 37816.9313 | 1111.1111 | Cy. | 3 | 34.0352 |  | 37816.9313 | 1111.1111 | Cy. | 3 | 34.0352 |  | 37816.9313 | 1111.1111 | Cy. | 3 | 34.0352 |  | 37816.9313 | #N/A | Cy. | 5 | #N/A |  | #N/A
| 06-00-00~~06-00-08.2105 | 302-01-00~~302-01-08.2105 | 302- | 01- | 06- | 00- | 302- | 01- | 08.2105 | SS Contractor - Civil |  |  | 15.6 | [9 empty] | Formula | 2015-05-22 | Pulls from Above |  |  |  | Formula | Updated 11/5/21 | [11 empty] | T_M_760 |  | SubL | 8 | 8 | 08.2105 |  | Substation: Grading, Fill Purchase Requirements | [6 empty] | C |  | 6839.0746 | Cy. |  | 37.3756 |  | 255614.4805 | 0 | Cy. |  | 32.7982 |  | 0 | 0 | Cy. |  | 39.4417 |  | 0 | 370.3704 | Cy. |  | 44.9463 |  | 16646.7777 | 370.3704 | Cy. |  | 44.9463 |  | 16646.7777 | 3419.5373 | Cy. |  | 37.3756 |  | 127807.2403 | 370.3704 | Cy. |  | 44.9463 |  | 16646.7777 | 370.3704 | Cy. |  | 44.9463 |  | 16646.7777 | 370.3704 | Cy. |  | 44.9463 |  | 16646.7777 | 370.3704 | Cy. |  | 44.9463 |  | 16646.7777 | 370.3704 | Cy. |  | 44.9463 |  | 16646.7777 | 370.3704 | Cy. |  | 44.9463 |  | 16646.7777 | #N/A | Cy. |  | #N/A |  | #N/A
| 06-00-00~~06-00-08.2106 | 302-01-00~~302-01-08.2106 | 302- | 01- | 06- | 00- | 302- | 01- | 08.2106 | SS Contractor - Civil |  |  | 100 | [9 empty] | 162.5 | 2018-10-08 |  |  |  |  | 100 | Updated 8/14/14 | Price from Civil work | [6 empty] | T_A_109 |  |  |  | T_M_761 |  | SubL | 8 | 8 | 08.2106 |  | Substation: Drainage, CMP, Rip Rap | [6 empty] | C |  | 616.251 | Lf. | 2 | 120.0033 |  | 73952.1833 | 288.1255 | Lf. | 1 | 120.0033 |  | 34576.0247 | 100 | Lf. | 1 | 147.9793 |  | 14797.9297 | 200 | Lf. | 2 | 147.9793 |  | 29595.8593 | 200 | Lf. | 2 | 147.9793 |  | 29595.8593 | 616.251 | Lf. | 2 | 120.0033 |  | 73952.1833 | 200 | Lf. | 2 | 147.9793 |  | 29595.8593 | 200 | Lf. | 2 | 147.9793 |  | 29595.8593 | 200 | Lf. | 2 | 147.9793 |  | 29595.8593 | 200 | Lf. | 2 | 147.9793 |  | 29595.8593 | 200 | Lf. | 2 | 147.9793 |  | 29595.8593 | 200 | Lf. | 2 | 147.9793 |  | 29595.8593 | #N/A | Lf. | 2 | #N/A |  | #N/A
| 06-00-00~~06-00-08.2107 | 302-01-00~~302-01-08.2107 | 302- | 01- | 06- | 00- | 302- | 01- | 08.2107 | SS Contractor - Civil |  |  | 0.9537 | [9 empty] | Formula | 2015-05-22 | Pulls from Above |  |  |  | Formula | Updated 8/14/14 | Price from Civil work |  |  |  |  | T_A_111 | [5 empty] | T_M_762 |  | SubL | 8 | 8 | 08.2107 |  | Substation: Access & Roadway | [6 empty] | C |  | 5000 | Sf. |  | 4.004 |  | 20019.9611 | 1000 | Sf. |  | 3.6578 |  | 3657.7701 | 1000 | Sf. |  | 4.3987 |  | 4398.6787 | 0 | Sf. |  | 4.815 |  | 0 | 0 | Sf. |  | 4.815 |  | 0 | 0 | Sf. |  | 4.004 |  | 0 | 0 | Sf. |  | 4.815 |  | 0 | 0 | Sf. |  | 4.815 |  | 0 | 0 | Sf. |  | 4.815 |  | 0 | 0 | Sf. |  | 4.815 |  | 0 | 0 | Sf. |  | 4.815 |  | 0 | 0 | Sf. |  | 4.815 |  | 0 | 0 | Sf. |  | #VALUE! |  | #VALUE!
| 06-00-00~~06-00-08.2108 | 302-01-00~~302-01-08.2108 | 302- | 01- | 06- | 00- | 302- | 01- | 08.2108 | SS Contractor - Concrete | a | a | 40.2577 | 43.6128 | 45.8208 | 47.8199 | 50.9992 | 56.8455 | 64.7097 | 89.5835 |  | a | 1181.375 | 2022-04-12 |  |  |  |  | 727 | 2022-04-12 |  |  |  |  | a | [5 empty] | a | T_M_763 |  | SubL | 8 | 8 | 08.2108 |  | Subst. All Below Grd Fnd Work Excl. Main X-Fmr | [5 empty] | Concrete | C |  | 130.9316 | Cy. |  | 872.4243 |  | 114227.9128 | 108.3347 | Cy. |  | 872.4243 |  | 94513.8152 | 18.3154 | Cy. |  | 1075.8095 |  | 19703.9143 | 33.482 | Cy. |  | 1075.8095 |  | 36020.2419 | 33.482 | Cy. |  | 1075.8095 |  | 36020.2419 | 157.5289 | Cy. |  | 872.4243 |  | 137432.0423 | 33.482 | Cy. |  | 1075.8095 |  | 36020.2419 | 9.6692 | Cy. |  | 1075.8095 |  | 10402.1658 | 33.482 | Cy. |  | 1075.8095 |  | 36020.2419 | 33.482 | Cy. |  | 1075.8095 |  | 36020.2419 | 33.482 | Cy. |  | 1075.8095 |  | 36020.2419 | 33.482 | Cy. |  | 1075.8095 |  | 36020.2419 | #VALUE! | Cy. |  | #N/A |  | #N/A
| 06-00-00~~06-00-08.2109 | 302-01-00~~302-01-08.2109 | 302- | 01- | 06- | 00- | 302- | 01- | 08.2109 | SS Contractor - Concrete | [12 empty] | 72.15 | 2018-10-08 |  |  |  |  | 44.4 | [12 empty] | T_M_764 |  | SubL | 8 | 8 | 08.2109 |  | Substation: Below Grd Fnd. Work Engineered Fill | [6 empty] | C |  | 147.8519 | Cy. | Grid spacing | 53.2815 |  | 7877.7665 | 133.1111 | Cy. | Grid spacing | 53.2815 |  | 7092.3579 | 3.6296 | Cy. | Grid spacing | 65.7028 |  | 238.4769 | 7.2593 | Cy. | Grid spacing | 65.7028 |  | 476.9537 | 7.2593 | Cy. | Grid spacing | 65.7028 |  | 476.9537 | 147.6296 | Cy. | Grid spacing | 53.2815 |  | 7865.9261 | 7.2593 | Cy. | Grid spacing | 65.7028 |  | 476.9537 | 7.2593 | Cy. | Grid spacing | 65.7028 |  | 476.9537 | 7.2593 | Cy. | Grid spacing | 65.7028 |  | 476.9537 | 7.2593 | Cy. | Grid spacing | 65.7028 |  | 476.9537 | 7.2593 | Cy. | Grid spacing | 65.7028 |  | 476.9537 | 7.2593 | Cy. | Grid spacing | 65.7028 |  | 476.9537 | #VALUE! | Cy. | Grid spacing | #N/A |  | #N/A
| 06-00-00~~06-00-08.2110 | 302-01-00~~302-01-08.2110 | 302- | 01- | 06- | 00- | 302- | 01- | 08.2110 | SS Contractor - Ground | [12 empty] | 50 | 2018-10-08 |  |  |  |  | 15 | Updated 10/30/14 | [11 empty] | T_M_765 |  | SubL | 8 | 8 | 08.2110 |  | Substation: Bare Ground Cable & Rods | [6 empty] | C |  | 6624.012 | Lf. | 30 | 18.0005 |  | 119235.5427 | 5967.012 | Lf. | 30 | 18.0005 |  | 107409.2127 | 800 | Lf. | 30 | 22.1969 |  | 17757.5156 | 800 | Lf. | 30 | 22.1969 |  | 17757.5156 | 800 | Lf. | 30 | 22.1969 |  | 17757.5156 | 6624.012 | Lf. | 30 | 18.0005 |  | 119235.5427 | 800 | Lf. | 30 | 22.1969 |  | 17757.5156 | 500 | Lf. | 30 | 22.1969 |  | 11098.4472 | 800 | Lf. | 30 | 22.1969 |  | 17757.5156 | 800 | Lf. | 30 | 22.1969 |  | 17757.5156 | 800 | Lf. | 30 | 22.1969 |  | 17757.5156 | 800 | Lf. | 30 | 22.1969 |  | 17757.5156 | #N/A | Lf. | 30 | #N/A |  | #N/A
| 06-00-00~~06-00-08.2111 | 302-01-00~~302-01-08.2111 | 302- | 01- | 06- | 00- | 302- | 01- | 08.2111 | SS Contractor - Civil | [12 empty] | 73.125 | 2018-10-08 |  |  |  |  | 45 | Updated 10/30/14 | [11 empty] | T_M_766 |  | SubL | 8 | 8 | 08.2111 |  | Substation: Gates, Fencing & Signage | [6 empty] | C |  | 1032.502 | Lf. |  | 54.0015 |  | 55756.6636 | 952.502 | Lf. |  | 54.0015 |  | 51436.5431 | 200 | Lf. |  | 66.5907 |  | 13318.1367 | 200 | Lf. |  | 66.5907 |  | 13318.1367 | 200 | Lf. |  | 66.5907 |  | 13318.1367 | 1032.502 | Lf. |  | 54.0015 |  | 55756.6636 | 200 | Lf. |  | 66.5907 |  | 13318.1367 | 200 | Lf. |  | 66.5907 |  | 13318.1367 | 200 | Lf. |  | 66.5907 |  | 13318.1367 | 200 | Lf. |  | 66.5907 |  | 13318.1367 | 200 | Lf. |  | 66.5907 |  | 13318.1367 | 200 | Lf. |  | 66.5907 |  | 13318.1367 | #N/A | Lf. |  | #N/A |  | #N/A
| 06-00-00~~06-00-08.2112 | 302-01-00~~302-01-08.2112 | 302- | 01- | 06- | 00- | 302- | 01- | 08.2112 | SS Contractor - Civil | [12 empty] | 136.5 | 2018-10-08 |  |  |  |  | 70 | Updated 10/30/14 | [11 empty] | T_M_767 |  | SubL | 8 | 8 | 08.2112 |  | Substation: Final Gravel and Yard Rock | [6 empty] | C |  | 1436.0413 | Cy. |  | 84.0023 |  | 120630.8376 | 1233.7261 | Cy. |  | 84.0023 |  | 103635.8879 | 104.1667 | Cy. |  | 103.5855 |  | 10790.157 | 104.1667 | Cy. |  | 103.5855 |  | 10790.157 | 104.1667 | Cy. |  | 103.5855 |  | 10790.157 | 1436.0413 | Cy. |  | 84.0023 |  | 120630.8376 | 104.1667 | Cy. |  | 103.5855 |  | 10790.157 | 104.1667 | Cy. |  | 103.5855 |  | 10790.157 | 104.1667 | Cy. |  | 103.5855 |  | 10790.157 | 104.1667 | Cy. |  | 103.5855 |  | 10790.157 | 104.1667 | Cy. |  | 103.5855 |  | 10790.157 | 104.1667 | Cy. |  | 103.5855 |  | 10790.157 | #N/A | Cy. |  | #N/A |  | #N/A
| 06-00-00~~06-00-08.2113 | 302-01-00~~302-01-08.2113 | 302- | 01- | 06- | 00- | 302- | 01- | 08.2113 | SS Contractor - Other | [12 empty] | 1.625 | Formula | 2018-10-08 |  |  |  | 1 | Formula | Updated 10/30/14 | Used $5,000 plus $0.25 / Sf | [9 empty] | T_M_768 |  | SubL | 8 | 8 | 08.2113 |  | Substation: Area Lighting & Lightning Protection | [6 empty] | C |  | 1 | Lot |  | 25205.1903 |  | 25205.1903 | 1 | Lot |  | 22227.6013 |  | 22227.6013 | 1 | Lot |  | 8323.8354 |  | 8323.8354 | 1 | Lot |  | 8323.8354 |  | 8323.8354 | 1 | Lot |  | 8323.8354 |  | 8323.8354 | 1 | Lot |  | 25205.1903 |  | 25205.1903 | 1 | Lot |  | 8323.8354 |  | 8323.8354 | 1 | Lot |  | 8323.8354 |  | 8323.8354 | 1 | Lot |  | 8323.8354 |  | 8323.8354 | 1 | Lot |  | 8323.8354 |  | 8323.8354 | 1 | Lot |  | 8323.8354 |  | 8323.8354 | 1 | Lot |  | 8323.8354 |  | 8323.8354 | 1 | Lot |  | #N/A |  | #N/A
| 06-00-00~~06-00-08.2114 | 302-01-00~~302-01-08.2114 | 302- | 01- | 06- | 00- | 302- | 01- | 08.2114 | SS Contractor - Conduit | a | a |  | 1003.2 | 1093.2 | 1144.8 | 1196 | 1288.4 | 1468.8 | 2160 |  | a | 1.625 | Formula | 2018-10-08 |  |  |  | 1 | Formula | Updated 8/14/14 |  |  |  | a | [5 empty] | a | T_M_769 |  | SubL | 8 | 8 | 08.2114 |  | Substation: Buried Conduit | [5 empty] | Conduit | C |  | 6680.5537 | Lf. |  | 15.6003 |  | 104218.4267 | 5020.5537 | Lf. |  | 15.6003 |  | 78321.982 | 100 | Lf. |  | 17.8383 |  | 1783.8344 | 72.5 | Lf. |  | 17.8383 |  | 1293.2799 | 72.5 | Lf. |  | 17.8383 |  | 1293.2799 | 1987.6384 | Lf. |  | 15.6003 |  | 31007.6917 | 72.5 | Lf. |  | 17.8383 |  | 1293.2799 | 200 | Lf. |  | 17.8383 |  | 3567.6687 | 72.5 | Lf. |  | 17.8383 |  | 1293.2799 | 72.5 | Lf. |  | 17.8383 |  | 1293.2799 | 72.5 | Lf. |  | 17.8383 |  | 1293.2799 | 72.5 | Lf. |  | 17.8383 |  | 1293.2799 | #VALUE! | Lf. |  | #N/A |  | #N/A
| 06-00-00~~06-00-08.2115 | 302-01-00~~302-01-08.2115 | 302- | 01- | 06- | 00- | 302- | 01- | 08.2115 | SS Contractor - Civil | [12 empty] | 72.15 | Formula | 2018-10-08 |  |  |  | 44.4 | [12 empty] | T_M_770 |  | SubL | 8 | 8 | 08.2115 |  | Substation: Precast Trench | [6 empty] | C |  | 0 | Lf. |  | 53.2815 |  | 0 | 0 | Lf. |  | 53.2815 |  | 0 | 0 | Lf. |  | 65.7028 |  | 0 | 0 | Lf. |  | 65.7028 |  | 0 | 0 | Lf. |  | 65.7028 |  | 0 | 0 | Lf. |  | 53.2815 |  | 0 | 0 | Lf. |  | 65.7028 |  | 0 | 0 | Lf. |  | 65.7028 |  | 0 | 0 | Lf. |  | 65.7028 |  | 0 | 0 | Lf. |  | 65.7028 |  | 0 | 0 | Lf. |  | 65.7028 |  | 0 | 0 | Lf. |  | 65.7028 |  | 0 | 0 | Lf. |  | #N/A |  | #N/A
| 06-00-00~~06-00-08.2116 | 302-01-00~~302-01-08.2116 | 302- | 01- | 06- | 00- | 302- | 01- | 08.2116 | SS Contractor - Electrical | a | a |  | 5016 | 5466 | 5724 | 5980 | 6442 | 7344 | 10800 |  | a | 1.625 | Formula | 2018-10-08 |  |  |  | 1 | Formula | Updated 8/14/14 | QTY, HV Side Only, must add LV side by Breaker Count |  |  | a | [5 empty] | a | T_M_771 |  | SubL | 8 | 8 | 08.2116 |  | Substation: Electrical Cable & Terminations | [5 empty] | Wire | C |  | 16701.3842 | Lf. |  | 8.7202 |  | 145639.2015 | 12551.3842 | Lf. |  | 8.7202 |  | 109450.4234 | 250 | Lf. |  | 10.2868 |  | 2571.7102 | 45.3125 | Lf. |  | 10.2868 |  | 466.1225 | 45.3125 | Lf. |  | 10.2868 |  | 466.1225 | 1242.274 | Lf. |  | 8.7202 |  | 10832.8623 | 45.3125 | Lf. |  | 10.2868 |  | 466.1225 | 125 | Lf. |  | 10.2868 |  | 1285.8551 | 45.3125 | Lf. |  | 10.2868 |  | 466.1225 | 45.3125 | Lf. |  | 10.2868 |  | 466.1225 | 45.3125 | Lf. |  | 10.2868 |  | 466.1225 | 45.3125 | Lf. |  | 10.2868 |  | 466.1225 | #VALUE! | Lf. |  | #N/A |  | #N/A
[7 empty] | Header |  | 8.3 | [32 empty] | T_M_773 |  | SubL | 8 | 8 | 8.3 |  | MAIN POWER TRANSFORMER INSTALLATION COSTS | [6 empty] | C
| 06-00-00~~06-00-08.3001 | 302-01-00~~302-01-08.3001 | 302- | 01- | 06- | 00- | 302- | 01- | 08.3001 | SS Contractor - Electrical | [12 empty] | 0 | 2015-05-22 |  |  |  |  | 0 | Updated 8/14/14 | [11 empty] | T_M_774 |  | SubL | 8 | 8 | 08.3001 |  | Main X-Frmr(s) - Unloading & Set |  |  |  | By Xfmr OEM |  |  | C |  | 0 | Ea. |  | 0 |  | 0 | 0 | Ea. |  | 0 |  | 0 | 0 | Ea. |  | 0 |  | 0 | 0 | Ea. |  | 0 |  | 0 | 0 | Ea. |  | 0 |  | 0 | 0 | Ea. |  | 0 |  | 0 | 0 | Ea. |  | 0 |  | 0 | 0 | Ea. |  | 0 |  | 0 | 0 | Ea. |  | 0 |  | 0 | 0 | Ea. |  | 0 |  | 0 | 0 | Ea. |  | 0 |  | 0 | 0 | Ea. |  | 0 |  | 0 | 0 | Ea. |  | #N/A |  | #N/A
| 06-00-00~~06-00-08.3002 | 302-01-00~~302-01-08.3002 | 302- | 01- | 06- | 00- | 302- | 01- | 08.3002 | SS Contractor - Electrical | [12 empty] | 30000 | 2015-05-22 | Increase unit cost due to historic cost |  |  |  | 10000 | Updated 8/14/14 | [11 empty] | T_M_775 |  | SubL | 8 | 8 | 08.3002 |  | Main X-Frmr(s) - Terminations To and From | [6 empty] | C |  | 1 | Lot |  | 12000.3348 |  | 12000.3348 | 1 | Lot |  | 12000.3348 |  | 12000.3348 | 0 | Lot |  | 14797.9297 |  | 0 | 0 | Lot |  | 14797.9297 |  | 0 | 0 | Lot |  | 14797.9297 |  | 0 | 1 | Lot |  | 12000.3348 |  | 12000.3348 | 0 | Lot |  | 14797.9297 |  | 0 | 0 | Lot |  | 14797.9297 |  | 0 | 0 | Lot |  | 14797.9297 |  | 0 | 0 | Lot |  | 14797.9297 |  | 0 | 0 | Lot |  | 14797.9297 |  | 0 | 0 | Lot |  | 14797.9297 |  | 0 |  | Lot |  | #N/A |  | #N/A
| 06-00-00~~06-00-08.3003 | 302-01-00~~302-01-08.3003 | 302- | 01- | 06- | 00- | 302- | 01- | 08.3003 | SS Contractor - Concrete | [12 empty] | 5000 | 2015-11-11 | Increase unit cost due to historic cost |  |  |  | 693 | 2022-04-12 | [11 empty] | T_M_776 |  | SubL | 8 | 8 | 08.3003 |  | Main X-Frmr(s) - Foundations & engineered fill | [6 empty] | C |  | 71.8374 | Cy. |  | 831.6232 |  | 59741.6703 | 71.8374 | Cy. |  | 831.6232 |  | 59741.6703 | 0 | Cy. |  | 1025.4965 |  | 0 | 0 | Cy. |  | 1025.4965 |  | 0 | 0 | Cy. |  | 1025.4965 |  | 0 | 71.8374 | Cy. |  | 831.6232 |  | 59741.6703 | 0 | Cy. |  | 1025.4965 |  | 0 | 0 | Cy. |  | 1025.4965 |  | 0 | 0 | Cy. |  | 1025.4965 |  | 0 | 0 | Cy. |  | 1025.4965 |  | 0 | 0 | Cy. |  | 1025.4965 |  | 0 | 0 | Cy. |  | 1025.4965 |  | 0 | #N/A | Cy. |  | #N/A |  | #N/A
| 06-00-00~~06-00-08.3004 | 302-01-00~~302-01-08.3004 | 302- | 01- | 06- | 00- | 302- | 01- | 08.3004 | SS Contractor - Concrete | [12 empty] | 25000 | 2018-10-08 |  |  |  |  | 15000 | Updated 8/14/14 | [11 empty] | T_M_777 |  | SubL | 8 | 8 | 08.3004 |  | Install SPCC For "Main" Transformer(s) | [6 empty] | C |  | 1 | Ea. |  | 18000.5022 |  | 18000.5022 | 1 | Ea. |  | 18000.5022 |  | 18000.5022 | 0 | Ea. |  | 22196.8945 |  | 0 | 0 | Ea. |  | 22196.8945 |  | 0 | 0 | Ea. |  | 22196.8945 |  | 0 | 1 | Ea. |  | 18000.5022 |  | 18000.5022 | 0 | Ea. |  | 22196.8945 |  | 0 | 0 | Ea. |  | 22196.8945 |  | 0 | 0 | Ea. |  | 22196.8945 |  | 0 | 0 | Ea. |  | 22196.8945 |  | 0 | 0 | Ea. |  | 22196.8945 |  | 0 | 0 | Ea. |  | 22196.8945 |  | 0 |  | Ea. |  | #N/A |  | #N/A
[7 empty] | Header |  | 8.4 | [32 empty] | T_M_778 |  | SubL | 8 | 8 | 8.4 |  | GROUNDING TRANSFORMERS INSTALLATION COSTS
| 06-00-00~~06-00-08.4001 | 302-01-00~~302-01-08.4001 | 302- | 01- | 06- | 00- | 302- | 01- | 08.4001 | SS Contractor - Electrical | [12 empty] | 5900 | 2015-05-22 | New Unit cost added |  |  |  | 600 | Updated 8/14/14 | [11 empty] | T_M_779 |  | SubL | 8 | 8 | 08.4001 |  | Install Grounding Transformer Fiberglass Box Fnds | [6 empty] | C |  | 0 | Ea. |  | 720.0201 |  | 0 | 0 | Ea. |  | 720.0201 |  | 0 | 0 | Ea. |  | 887.8758 |  | 0 | 0 | Ea. |  | 887.8758 |  | 0 | 0 | Ea. |  | 887.8758 |  | 0 | 0 | Ea. |  | 720.0201 |  | 0 | 0 | Ea. |  | 887.8758 |  | 0 | 0 | Ea. |  | 887.8758 |  | 0 | 0 | Ea. |  | 887.8758 |  | 0 | 0 | Ea. |  | 887.8758 |  | 0 | 0 | Ea. |  | 887.8758 |  | 0 | 0 | Ea. |  | 887.8758 |  | 0 | 0 | Ea. |  | #N/A |  | #N/A
| 06-00-00~~06-00-08.4002 | 302-01-00~~302-01-08.4002 | 302- | 01- | 06- | 00- | 302- | 01- | 08.4002 | SS Contractor - Concrete | [12 empty] | 2500 | 2015-11-11 | New Unit cost added |  |  |  | 600 | Updated 8/14/14 | [11 empty] | T_M_780 |  | SubL | 8 | 8 | 08.4002 |  | Install SPCC For "Grounding" Transformer | [6 empty] | C |  | 0 | Ea. |  | 720.0201 |  | 0 | 0 | Ea. |  | 720.0201 |  | 0 | 0 | Ea. |  | 887.8758 |  | 0 | 0 | Ea. |  | 887.8758 |  | 0 | 0 | Ea. |  | 887.8758 |  | 0 | 0 | Ea. |  | 720.0201 |  | 0 | 0 | Ea. |  | 887.8758 |  | 0 | 0 | Ea. |  | 887.8758 |  | 0 | 0 | Ea. |  | 887.8758 |  | 0 | 0 | Ea. |  | 887.8758 |  | 0 | 0 | Ea. |  | 887.8758 |  | 0 | 0 | Ea. |  | 887.8758 |  | 0 | 0 | Ea. |  | #N/A |  | #N/A
| 06-00-00~~06-00-08.4003 | 302-01-00~~302-01-08.4003 | 302- | 01- | 06- | 00- | 302- | 01- | 08.4003 | SS Contractor - Electrical | [12 empty] | 19100 | 2015-05-22 | New Unit cost added |  |  |  | 800 | Updated 8/14/14 | [11 empty] | T_M_781 |  | SubL | 8 | 8 | 08.4003 |  | Install Grounding Transformer | [6 empty] | C |  | 0 | Ea. |  | 960.0268 |  | 0 | 0 | Ea. |  | 960.0268 |  | 0 | 0 | Ea. |  | 1183.8344 |  | 0 | 0 | Ea. |  | 1183.8344 |  | 0 | 0 | Ea. |  | 1183.8344 |  | 0 | 0 | Ea. |  | 960.0268 |  | 0 | 0 | Ea. |  | 1183.8344 |  | 0 | 0 | Ea. |  | 1183.8344 |  | 0 | 0 | Ea. |  | 1183.8344 |  | 0 | 0 | Ea. |  | 1183.8344 |  | 0 | 0 | Ea. |  | 1183.8344 |  | 0 | 0 | Ea. |  | 1183.8344 |  | 0 | 0 | Ea. |  | #N/A |  | #N/A
| 06-00-00~~06-00-08.4004 | 302-01-00~~302-01-08.4004 | 302- | 01- | 06- | 00- | 302- | 01- | 08.4004 | SS Contractor - Electrical | [12 empty] | 0 | 2015-05-22 | [5 empty] | Updated 8/14/14 | [11 empty] | T_M_782 |  | SubL | 8 | 8 | 08.4004 |  | Grounding Transformer Terminations | [6 empty] | C |  | 0 | Ea. |  | 0 |  | 0 | 0 | Ea. |  | 0 |  | 0 | 0 | Ea. |  | 0 |  | 0 | 0 | Ea. |  | 0 |  | 0 | 0 | Ea. |  | 0 |  | 0 | 0 | Ea. |  | 0 |  | 0 | 0 | Ea. |  | 0 |  | 0 | 0 | Ea. |  | 0 |  | 0 | 0 | Ea. |  | 0 |  | 0 | 0 | Ea. |  | 0 |  | 0 | 0 | Ea. |  | 0 |  | 0 | 0 | Ea. |  | 0 |  | 0 | 0 | Ea. |  | #N/A |  | #N/A
| 06-00-00~~06-00-08.4005 | 302-01-00~~302-01-08.4005 | 302- | 01- | 06- | 00- | 302- | 01- | 08.4005 | SS Contractor - Ground | [12 empty] | 3000 | 2015-05-22 | New Unit cost added |  |  |  | 600 | Updated 8/14/14 | [11 empty] | T_M_783 |  | SubL | 8 | 8 | 08.4005 |  | Install Grounding for Grounding Transformer | [6 empty] | C |  | 0 | Ea. |  | 720.0201 |  | 0 | 0 | Ea. |  | 720.0201 |  | 0 | 0 | Ea. |  | 887.8758 |  | 0 | 0 | Ea. |  | 887.8758 |  | 0 | 0 | Ea. |  | 887.8758 |  | 0 | 0 | Ea. |  | 720.0201 |  | 0 | 0 | Ea. |  | 887.8758 |  | 0 | 0 | Ea. |  | 887.8758 |  | 0 | 0 | Ea. |  | 887.8758 |  | 0 | 0 | Ea. |  | 887.8758 |  | 0 | 0 | Ea. |  | 887.8758 |  | 0 | 0 | Ea. |  | 887.8758 |  | 0 | 0 | Ea. |  | #N/A |  | #N/A
[7 empty] | Header |  | 8.5 | [32 empty] | T_M_784 |  | SubL | 8 | 8 | 8.5 |  | BALANCE OF SUBSTATION INSTALLATION COSTS | [6 empty] | C
| 06-00-00~~06-00-08.5001 | 302-01-00~~302-01-08.5001 | 302- | 01- | 06- | 00- | 302- | 01- | 08.5001 | SS Contractor - Electrical | a | a | 5400 | 7200 | 10800 | 11300 | 13500 | 18000 | 22500 | 54000 |  | a | 1.625 | Formula | 2018-10-08 |  |  |  | 1 | Formula | Updated 8/14/14 |  |  |  | a | [5 empty] | a | T_M_785 |  | SubL | 8 | 8 | 08.5001 |  | Install: Breakers - HV |  |  |  | HV - 63 | kV-ka |  | C |  | 2 | Ea. |  | 21600.6027 |  | 43201.2053 | 1 | Ea. |  | 21600.6027 |  | 21600.6027 | 0 | Ea. |  | 7990.882 |  | 0 | 0 | Ea. |  | 7990.882 |  | 0 | 0 | Ea. |  | 7990.882 |  | 0 | 1 | Ea. |  | 21600.6027 |  | 21600.6027 | 0 | Ea. |  | 7990.882 |  | 0 | 0 | Ea. |  | 7990.882 |  | 0 | 0 | Ea. |  | 7990.882 |  | 0 | 0 | Ea. |  | 7990.882 |  | 0 | 0 | Ea. |  | 7990.882 |  | 0 | 0 | Ea. |  | 7990.882 |  | 0 | #VALUE! | Ea. |  | #N/A |  | #N/A
| 06-00-00~~06-00-08.5002 | 302-01-00~~302-01-08.5002 | 302- | 01- | 06- | 00- | 302- | 01- | 08.5002 | SS Contractor - Electrical | [12 empty] | 20000 | 2015-05-22 |  |  |  |  | 5400 | Updated 8/14/14 | [11 empty] | T_M_786 |  | SubL | 8 | 8 | 08.5002 |  | Install: Breakers - LV |  |  |  | 34.5-1200A | kV-ka |  | C |  | 4 | Ea. |  | 6480.1808 |  | 25920.7232 | 3 | Ea. |  | 6480.1808 |  | 19440.5424 | 1 | Ea. |  | 7990.882 |  | 7990.882 | 1 | Ea. |  | 7990.882 |  | 7990.882 | 1 | Ea. |  | 7990.882 |  | 7990.882 | 3.5 | Ea. |  | 6480.1808 |  | 22680.6328 | 1 | Ea. |  | 7990.882 |  | 7990.882 | 2 | Ea. |  | 7990.882 |  | 15981.764 | 1 | Ea. |  | 7990.882 |  | 7990.882 | 1 | Ea. |  | 7990.882 |  | 7990.882 | 1 | Ea. |  | 7990.882 |  | 7990.882 | 1 | Ea. |  | 7990.882 |  | 7990.882 | #VALUE! | Ea. |  | #N/A |  | #N/A
| 06-00-00~~06-00-08.5003 | 302-01-00~~302-01-08.5003 | 302- | 01- | 06- | 00- | 302- | 01- | 08.5003 | SS Contractor - Electrical | a | a | 5400 | 7200 | 8600 | 9900 | 11700 | 14400 | 22500 | 45000 |  | a | 1.625 | Formula | 2015-05-22 | No Recommended Change |  |  | 1 | Formula | Updated 8/14/14 |  |  |  | a | [5 empty] | a | T_M_787 |  | SubL | 8 | 8 | 08.5003 |  | Install: Disconnect Switches - HV Type 1 |  |  |  | ___ kV Motor 1200AMP |  |  | C |  | 3 | Ea. |  | 17280.4821 |  | 51841.4464 | 1 | Ea. |  | 17280.4821 |  | 17280.4821 | 0 | Ea. |  | 7990.882 |  | 0 | 0 | Ea. |  | 7990.882 |  | 0 | 0 | Ea. |  | 7990.882 |  | 0 | 2 | Ea. |  | 17280.4821 |  | 34560.9643 | 0 | Ea. |  | 7990.882 |  | 0 | 0 | Ea. |  | 7990.882 |  | 0 | 0 | Ea. |  | 7990.882 |  | 0 | 0 | Ea. |  | 7990.882 |  | 0 | 0 | Ea. |  | 7990.882 |  | 0 | 0 | Ea. |  | 7990.882 |  | 0 | #VALUE! | Ea. |  | #N/A |  | #N/A
| 06-00-00~~06-00-08.5004 | 302-01-00~~302-01-08.5004 | 302- | 01- | 06- | 00- | 302- | 01- | 08.5004 | SS Contractor - Electrical | a | a | 3600 | 4500 | 5400 | 6300 | 7200 | 9000 | 13500 | 27000 |  | a | 1.625 | Formula |  |  |  |  | 1 | Formula | Updated 8/14/14 |  |  |  | a | [5 empty] | a | T_M_788 |  | SubL | 8 | 8 | 08.5004 |  | Install: Disconnect Switches - HV Type 2 |  |  |  | ___ kV Swing Handle 1200AMP |  |  | C |  | 0 | Ea. |  | 10800.3013 |  | 0 | 0 | Ea. |  | 10800.3013 |  | 0 | 0 | Ea. |  | 5327.2547 |  | 0 | 0 | Ea. |  | 5327.2547 |  | 0 | 0 | Ea. |  | 5327.2547 |  | 0 | 0 | Ea. |  | 10800.3013 |  | 0 | 0 | Ea. |  | 5327.2547 |  | 0 | 0 | Ea. |  | 5327.2547 |  | 0 | 0 | Ea. |  | 5327.2547 |  | 0 | 0 | Ea. |  | 5327.2547 |  | 0 | 0 | Ea. |  | 5327.2547 |  | 0 | 0 | Ea. |  | 5327.2547 |  | 0 | 0 | Ea. |  | #N/A |  | #N/A
| 06-00-00~~06-00-08.5005 | 302-01-00~~302-01-08.5005 | 302- | 01- | 06- | 00- | 302- | 01- | 08.5005 | SS Contractor - Electrical | [12 empty] | 975 | 2018-10-08 |  | [Formula] |  |  | 600 | Updated 8/14/14 | [11 empty] | T_M_789 |  | SubL | 8 | 8 | 08.5005 |  | Install: Disconnect Switches - LV Type 1 |  |  |  | 34.5 kV Hook Disconnect Switch |  |  | C |  | 45 | Ea. |  | 720.0201 |  | 32400.904 | 39 | Ea. |  | 720.0201 |  | 28080.7835 | 15 | Ea. |  | 887.8758 |  | 13318.1367 | 7.5 | Ea. |  | 887.8758 |  | 6659.0683 | 7.5 | Ea. |  | 887.8758 |  | 6659.0683 | 22.5 | Ea. |  | 720.0201 |  | 16200.452 | 7.5 | Ea. |  | 887.8758 |  | 6659.0683 | 15 | Ea. |  | 887.8758 |  | 13318.1367 | 7.5 | Ea. |  | 887.8758 |  | 6659.0683 | 7.5 | Ea. |  | 887.8758 |  | 6659.0683 | 7.5 | Ea. |  | 887.8758 |  | 6659.0683 | 7.5 | Ea. |  | 887.8758 |  | 6659.0683 | #VALUE! | Ea. |  | #N/A |  | #N/A
| 06-00-00~~06-00-08.5006 | 302-01-00~~302-01-08.5006 | 302- | 01- | 06- | 00- | 302- | 01- | 08.5006 | SS Contractor - Electrical | [12 empty] | 8775 | 2018-10-08 |  |  |  |  | 5400 | Updated 8/14/14 | [11 empty] | T_M_790 |  | SubL | 8 | 8 | 08.5006 |  | Install: Disconnect Switches - LV Type 2 |  |  |  | 34.5 kV Swing Handle 3000AMP |  |  | C |  | 0 | Ea. |  | 6480.1808 |  | 0 | 0 | Ea. |  | 6480.1808 |  | 0 | 0 | Ea. |  | 7990.882 |  | 0 | 0 | Ea. |  | 7990.882 |  | 0 | 0 | Ea. |  | 7990.882 |  | 0 | 0 | Ea. |  | 6480.1808 |  | 0 | 0 | Ea. |  | 7990.882 |  | 0 | 0 | Ea. |  | 7990.882 |  | 0 | 0 | Ea. |  | 7990.882 |  | 0 | 0 | Ea. |  | 7990.882 |  | 0 | 0 | Ea. |  | 7990.882 |  | 0 | 0 | Ea. |  | 7990.882 |  | 0 | #VALUE! | Ea. |  | #N/A |  | #N/A
| 06-00-00~~06-00-08.5007 | 302-01-00~~302-01-08.5007 | 302- | 01- | 06- | 00- | 302- | 01- | 08.5007 | SS Contractor - Electrical | [31 empty] | T_M_791 |  | SubL | 8 | 8 | 08.5007 |  | Install: Disconnect Switches - HV Type 3 | [6 empty] | C |  | 0 | Ea. |  | 0 |  | 0 | 0 | Ea. |  | 0 |  | 0 | 0 | Ea. |  | 0 |  | 0 | 0 | Ea. |  | 0 |  | 0 | 0 | Ea. |  | 0 |  | 0 | 0 | Ea. |  | 0 |  | 0 | 0 | Ea. |  | 0 |  | 0 | 0 | Ea. |  | 0 |  | 0 | 0 | Ea. |  | 0 |  | 0 | 0 | Ea. |  | 0 |  | 0 | 0 | Ea. |  | 0 |  | 0 | 0 | Ea. |  | 0 |  | 0 | 0 | Ea. |  | #N/A |  | #N/A
| 06-00-00~~06-00-08.5008 | 302-01-00~~302-01-08.5008 | 302- | 01- | 06- | 00- | 302- | 01- | 08.5008 | SS Contractor - Electrical | [31 empty] | T_M_792 |  | SubL | 8 | 8 | 08.5008 |  | Install: Disconnect Switches - LV Type 3 | [6 empty] | C |  | 0 | Ea. |  | 0 |  | 0 | 0 | Ea. |  | 0 |  | 0 | 0 | Ea. |  | 0 |  | 0 | 0 | Ea. |  | 0 |  | 0 | 0 | Ea. |  | 0 |  | 0 | 0 | Ea. |  | 0 |  | 0 | 0 | Ea. |  | 0 |  | 0 | 0 | Ea. |  | 0 |  | 0 | 0 | Ea. |  | 0 |  | 0 | 0 | Ea. |  | 0 |  | 0 | 0 | Ea. |  | 0 |  | 0 | 0 | Ea. |  | 0 |  | 0 | 0 | Ea. |  | #N/A |  | #N/A
| 06-00-00~~06-00-08.5009 | 302-01-00~~302-01-08.5009 | 302- | 01- | 06- | 00- | 302- | 01- | 08.5009 | SS Contractor - Electrical | [12 empty] | 2925 | 2018-10-08 |  |  |  |  | 1800 | Updated 8/14/14 | [11 empty] | T_M_793 |  | SubL | 8 | 8 | 08.5009 |  | Install: Station Service Transformer | [6 empty] | C |  | 1 | Ea. |  | 2160.0603 |  | 2160.0603 | 1 | Ea. |  | 2160.0603 |  | 2160.0603 | 0 | Ea. |  | 2663.6273 |  | 0 | 0 | Ea. |  | 2663.6273 |  | 0 | 0 | Ea. |  | 2663.6273 |  | 0 | 1 | Ea. |  | 2160.0603 |  | 2160.0603 | 0 | Ea. |  | 2663.6273 |  | 0 | 0 | Ea. |  | 2663.6273 |  | 0 | 0 | Ea. |  | 2663.6273 |  | 0 | 0 | Ea. |  | 2663.6273 |  | 0 | 0 | Ea. |  | 2663.6273 |  | 0 | 0 | Ea. |  | 2663.6273 |  | 0 | 1 | Ea. |  | #N/A |  | #N/A
| 06-00-00~~06-00-08.5010 | 302-01-00~~302-01-08.5010 | 302- | 01- | 06- | 00- | 302- | 01- | 08.5010 | SS Contractor - Electrical | [12 empty] | 4387.5 | 2018-10-08 |  |  |  |  | 2700 | Updated 8/14/14 | [11 empty] | T_M_794 |  | SubL | 8 | 8 | 08.5010 |  | Install: Line Relay Panel | [6 empty] | C |  | 1 | Ea. |  | 3240.0904 |  | 3240.0904 | 1 | Ea. |  | 3240.0904 |  | 3240.0904 | 0 | Ea. |  | 3995.441 |  | 0 | 0 | Ea. |  | 3995.441 |  | 0 | 0 | Ea. |  | 3995.441 |  | 0 | 1 | Ea. |  | 3240.0904 |  | 3240.0904 | 0 | Ea. |  | 3995.441 |  | 0 | 0 | Ea. |  | 3995.441 |  | 0 | 0 | Ea. |  | 3995.441 |  | 0 | 0 | Ea. |  | 3995.441 |  | 0 | 0 | Ea. |  | 3995.441 |  | 0 | 0 | Ea. |  | 3995.441 |  | 0 | 1 | Ea. |  | #N/A |  | #N/A
| 06-00-00~~06-00-08.5011 | 302-01-00~~302-01-08.5011 | 302- | 01- | 06- | 00- | 302- | 01- | 08.5011 | SS Contractor - Electrical | a | a | 900 | 1500 | 1700 | 1800 | 2300 | 2700 | 3200 | 4500 |  | a | 3 | Formula | 2015-11-11 | Increase unit cost due to historic cost |  |  | 1 | Formula | Updated 8/14/14 |  |  |  | a | [5 empty] | a | T_M_795 |  | SubL | 8 | 8 | 08.5011 |  | Install: CCVTS |  |  |  |  | kV-ka |  | C |  | 3 | Ea. |  | 3240.0904 |  | 9720.2712 | 3 | Ea. |  | 3240.0904 |  | 9720.2712 | 0 | Ea. |  | 1331.8137 |  | 0 | 0 | Ea. |  | 1331.8137 |  | 0 | 0 | Ea. |  | 1331.8137 |  | 0 | 3 | Ea. |  | 3240.0904 |  | 9720.2712 | 0 | Ea. |  | 1331.8137 |  | 0 | 0 | Ea. |  | 1331.8137 |  | 0 | 0 | Ea. |  | 1331.8137 |  | 0 | 0 | Ea. |  | 1331.8137 |  | 0 | 0 | Ea. |  | 1331.8137 |  | 0 | 0 | Ea. |  | 1331.8137 |  | 0 | #VALUE! | Ea. |  | #N/A |  | #N/A
| 06-00-00~~06-00-08.5012 | 302-01-00~~302-01-08.5012 | 302- | 01- | 06- | 00- | 302- | 01- | 08.5012 | SS Contractor - Electrical | [12 empty] | 5560 | 2015-05-22 | Increase unit cost due to historic cost |  |  |  | 900 | Updated 8/14/14 | [11 empty] | T_M_796 |  | SubL | 8 | 8 | 08.5012 |  | Install: Neutral Reactor |  |  | 34.5 kV Voltage |  |  |  | C |  | 1 | Ea. |  | 1080.0301 |  | 1080.0301 | 1 | Ea. |  | 1080.0301 |  | 1080.0301 | 0 | Ea. |  | 1331.8137 |  | 0 | 0 | Ea. |  | 1331.8137 |  | 0 | 0 | Ea. |  | 1331.8137 |  | 0 | 1 | Ea. |  | 1080.0301 |  | 1080.0301 | 0 | Ea. |  | 1331.8137 |  | 0 | 0 | Ea. |  | 1331.8137 |  | 0 | 0 | Ea. |  | 1331.8137 |  | 0 | 0 | Ea. |  | 1331.8137 |  | 0 | 0 | Ea. |  | 1331.8137 |  | 0 | 0 | Ea. |  | 1331.8137 |  | 0 |  | Ea. |  | #N/A |  | #N/A
| 06-00-00~~06-00-08.5013 | 302-01-00~~302-01-08.5013 | 302- | 01- | 06- | 00- | 302- | 01- | 08.5013 | SS Contractor - Electrical | a | a | 250 | 300 | 400 | 400 | 400 | 600 | 800 | 1100 |  | a | 1.625 | Formula | 108/18 |  |  |  | 1 | Formula | Updated 8/14/14 |  |  |  | a | [5 empty] | a | T_M_797 |  | SubL | 8 | 8 | 08.5013 |  | Install: Surge Arrestor HV |  |  | High Voltage |  |  |  | C |  | 6 | Ea. |  | 720.0201 |  | 4320.1205 | 6 | Ea. |  | 720.0201 |  | 4320.1205 | 0 | Ea. |  | 369.9482 |  | 0 | 0 | Ea. |  | 369.9482 |  | 0 | 0 | Ea. |  | 369.9482 |  | 0 | 6 | Ea. |  | 720.0201 |  | 4320.1205 | 0 | Ea. |  | 369.9482 |  | 0 | 0 | Ea. |  | 369.9482 |  | 0 | 0 | Ea. |  | 369.9482 |  | 0 | 0 | Ea. |  | 369.9482 |  | 0 | 0 | Ea. |  | 369.9482 |  | 0 | 0 | Ea. |  | 369.9482 |  | 0 | #VALUE! | Ea. |  | #N/A |  | #N/A
| 06-00-00~~06-00-08.5014 | 302-01-00~~302-01-08.5014 | 302- | 01- | 06- | 00- | 302- | 01- | 08.5014 | SS Contractor - Electrical | [12 empty] | 400 | 2015-05-22 | No Recommended Change |  |  |  | 250 | Updated 8/14/14 | [11 empty] | T_M_798 |  | SubL | 8 | 8 | 08.5014 |  | Install: Surge Arrestor LV |  |  | 34.5 kV Voltage |  |  |  | C |  | 6 | Ea. |  | 300.0084 |  | 1800.0502 | 3 | Ea. |  | 300.0084 |  | 900.0251 | 0 | Ea. |  | 369.9482 |  | 0 | 0 | Ea. |  | 369.9482 |  | 0 | 0 | Ea. |  | 369.9482 |  | 0 | 6 | Ea. |  | 300.0084 |  | 1800.0502 | 0 | Ea. |  | 369.9482 |  | 0 | 0 | Ea. |  | 369.9482 |  | 0 | 0 | Ea. |  | 369.9482 |  | 0 | 0 | Ea. |  | 369.9482 |  | 0 | 0 | Ea. |  | 369.9482 |  | 0 | 0 | Ea. |  | 369.9482 |  | 0 | #VALUE! | Ea. |  | #N/A |  | #N/A
| 06-00-00~~06-00-08.5015 | 302-01-00~~302-01-08.5015 | 302- | 01- | 06- | 00- | 302- | 01- | 08.5015 | SS Contractor - Electrical | a | a |  | 1500 | 1700 | 1800 | 2300 | 2700 | 3200 | 4500 |  | a | 1.625 | Formula | 108/18 |  |  |  | 1 | Formula | Updated 8/14/14 |  |  |  | a | [5 empty] | a | T_M_799 |  | SubL | 8 | 8 | 08.5015 |  | Install: CVT Unit: - HV |  |  | Current Voltage Transformer |  |  |  | C |  | 3 | Ea. |  | 3240.0904 |  | 9720.2712 | 3 | Ea. |  | 3240.0904 |  | 9720.2712 | 0 | Ea. |  | 0 |  | 0 | 0 | Ea. |  | 0 |  | 0 | 0 | Ea. |  | 0 |  | 0 | 3 | Ea. |  | 3240.0904 |  | 9720.2712 | 0 | Ea. |  | 0 |  | 0 | 0 | Ea. |  | 0 |  | 0 | 0 | Ea. |  | 0 |  | 0 | 0 | Ea. |  | 0 |  | 0 | 0 | Ea. |  | 0 |  | 0 | 0 | Ea. |  | 0 |  | 0 | #VALUE! | Ea. |  | #N/A |  | #N/A
| 06-00-00~~06-00-08.5016 | 302-01-00~~302-01-08.5016 | 302- | 01- | 06- | 00- | 302- | 01- | 08.5016 | SS Contractor - Electrical | [12 empty] | 2300 | 2015-05-22 |  | No Recommended Change |  |  | 1100 | Updated 8/14/14 | [11 empty] | T_M_800 |  | SubL | 8 | 8 | 08.5016 |  | Install: CVT Unit: - LV |  |  | Current Voltage Transformer |  |  |  | C |  | 6 | Ea. |  | 1320.0368 |  | 7920.221 | 3 | Ea. |  | 1320.0368 |  | 3960.1105 | 3 | Ea. |  | 1627.7723 |  | 4883.3168 | 3 | Ea. |  | 1627.7723 |  | 4883.3168 | 3 | Ea. |  | 1627.7723 |  | 4883.3168 | 6 | Ea. |  | 1320.0368 |  | 7920.221 | 3 | Ea. |  | 1627.7723 |  | 4883.3168 | 3 | Ea. |  | 1627.7723 |  | 4883.3168 | 3 | Ea. |  | 1627.7723 |  | 4883.3168 | 3 | Ea. |  | 1627.7723 |  | 4883.3168 | 3 | Ea. |  | 1627.7723 |  | 4883.3168 | 3 | Ea. |  | 1627.7723 |  | 4883.3168 | #VALUE! | Ea. |  | #N/A |  | #N/A
| 06-00-00~~06-00-08.5017 | 302-01-00~~302-01-08.5017 | 302- | 01- | 06- | 00- | 302- | 01- | 08.5017 | SS Contractor - Electrical | a | a | 1100 | 1500 | 1700 | 1800 | 2300 | 2700 | 3200 | 4500 |  | a | 1.625 | Formula | 108/18 |  |  |  | 1 | Formula | Updated 8/14/14 |  |  |  | a | [5 empty] | a | T_M_801 |  | SubL | 8 | 8 | 08.5017 |  | Install: Current Transformer |  |  |  |  | Non Standard Equipment |  | C |  | 0 | Ea. |  | 3240.0904 |  | 0 | 0 | Ea. |  | 3240.0904 |  | 0 | 0 | Ea. |  | 1627.7723 |  | 0 | 0 | Ea. |  | 1627.7723 |  | 0 | 0 | Ea. |  | 1627.7723 |  | 0 | 0 | Ea. |  | 3240.0904 |  | 0 | 0 | Ea. |  | 1627.7723 |  | 0 | 0 | Ea. |  | 1627.7723 |  | 0 | 0 | Ea. |  | 1627.7723 |  | 0 | 0 | Ea. |  | 1627.7723 |  | 0 | 0 | Ea. |  | 1627.7723 |  | 0 | 0 | Ea. |  | 1627.7723 |  | 0 | 0 | Ea. |  | #N/A |  | #N/A
| 06-00-00~~06-00-08.5018 | 302-01-00~~302-01-08.5018 | 302- | 01- | 06- | 00- | 302- | 01- | 08.5018 | SS Contractor - Electrical | a | a | 1100 | 1300 | 1500 | 1700 | 1800 | 2300 | 2700 | 3600 |  | a | 1.625 | Formula | 108/18 |  |  |  | 1 | Formula | Updated 8/14/14 |  |  |  | a | [5 empty] | a | T_M_802 |  | SubL | 8 | 8 | 08.5018 |  | Install: Potential Transformer |  |  |  |  | Non Standard Equipment |  | C |  | 0 | Ea. |  | 2760.077 |  | 0 | 0 | Ea. |  | 2760.077 |  | 0 | 0 | Ea. |  | 1627.7723 |  | 0 | 0 | Ea. |  | 1627.7723 |  | 0 | 0 | Ea. |  | 1627.7723 |  | 0 | 0 | Ea. |  | 2760.077 |  | 0 | 0 | Ea. |  | 1627.7723 |  | 0 | 0 | Ea. |  | 1627.7723 |  | 0 | 0 | Ea. |  | 1627.7723 |  | 0 | 0 | Ea. |  | 1627.7723 |  | 0 | 0 | Ea. |  | 1627.7723 |  | 0 | 0 | Ea. |  | 1627.7723 |  | 0 | 0 | Ea. |  | #N/A |  | #N/A
| 06-00-00~~06-00-08.5019 | 302-01-00~~302-01-08.5019 | 302- | 01- | 06- | 00- | 302- | 01- | 08.5019 | SS Contractor - Electrical | a | a | 1100 | 1800 | 2300 | 2700 | 3200 | 3600 | 4100 | 5400 |  | a | 1.625 | Formula | 108/18 |  |  |  | 1 | Formula | Updated 8/14/14 |  |  |  | a | [5 empty] | a | T_M_803 |  | SubL | 8 | 8 | 08.5019 |  | Install: CT/PT Unit - Meters |  |  |  |  | Non Standard Equipment |  | C |  | 0 | Ea. |  | 4320.1205 |  | 0 | 0 | Ea. |  | 4320.1205 |  | 0 | 0 | Ea. |  | 1627.7723 |  | 0 | 0 | Ea. |  | 1627.7723 |  | 0 | 0 | Ea. |  | 1627.7723 |  | 0 | 0 | Ea. |  | 4320.1205 |  | 0 | 0 | Ea. |  | 1627.7723 |  | 0 | 0 | Ea. |  | 1627.7723 |  | 0 | 0 | Ea. |  | 1627.7723 |  | 0 | 0 | Ea. |  | 1627.7723 |  | 0 | 0 | Ea. |  | 1627.7723 |  | 0 | 0 | Ea. |  | 1627.7723 |  | 0 | 0 | Ea. |  | #N/A |  | #N/A
| 06-00-00~~06-00-08.5020 | 302-01-00~~302-01-08.5020 | 302- | 01- | 06- | 00- | 302- | 01- | 08.5020 | SS Contractor - Electrical | a | a | 3600 | 5900 | 6300 | 6800 | 7200 | 8100 | 9900 | 13500 |  | a | 1.625 | Formula | 108/18 |  |  |  | 1 | Formula | Updated 8/14/14 |  |  |  | a | [5 empty] | a | T_M_804 |  | SubL | 8 | 8 | 08.5020 |  | Install: Revenue Meter(s) |  |  |  |  | Non Standard Equipment |  | C |  | 0 | Ea. |  | 9720.2712 |  | 0 | 0 | Ea. |  | 9720.2712 |  | 0 | 0 | Ea. |  | 5327.2547 |  | 0 | 0 | Ea. |  | 5327.2547 |  | 0 | 0 | Ea. |  | 5327.2547 |  | 0 | 0 | Ea. |  | 9720.2712 |  | 0 | 0 | Ea. |  | 5327.2547 |  | 0 | 0 | Ea. |  | 5327.2547 |  | 0 | 0 | Ea. |  | 5327.2547 |  | 0 | 0 | Ea. |  | 5327.2547 |  | 0 | 0 | Ea. |  | 5327.2547 |  | 0 | 0 | Ea. |  | 5327.2547 |  | 0 | 0 | Ea. |  | #N/A |  | #N/A
| 06-00-00~~06-00-08.5021 | 302-01-00~~302-01-08.5021 | 302- | 01- | 06- | 00- | 302- | 01- | 08.5021 | SS Contractor - Buss/Steel | [12 empty] | 600 | 2015-11-11 | Increase unit cost due to historic cost |  |  |  | 300 | Updated 8/14/14 | [11 empty] | T_M_805 |  | SubL | 8 | 8 | 08.5021 |  | Install: Busswork, Ridgid, 3 - phase | [6 empty] | C |  | 235.625 | Lf. |  | 360.01 |  | 84827.3667 | 214.625 | Lf. |  | 360.01 |  | 77267.1558 | 38 | Lf. |  | 443.9379 |  | 16869.6398 | 73 | Lf. |  | 443.9379 |  | 32407.4659 | 73 | Lf. |  | 443.9379 |  | 32407.4659 | 374.625 | Lf. |  | 360.01 |  | 134868.7628 | 73 | Lf. |  | 443.9379 |  | 32407.4659 | 73 | Lf. |  | 443.9379 |  | 32407.4659 | 73 | Lf. |  | 443.9379 |  | 32407.4659 | 73 | Lf. |  | 443.9379 |  | 32407.4659 | 73 | Lf. |  | 443.9379 |  | 32407.4659 | 73 | Lf. |  | 443.9379 |  | 32407.4659 | #N/A | Lf. |  | #N/A |  | #N/A
| 06-00-00~~06-00-08.5022 | 302-01-00~~302-01-08.5022 | 302- | 01- | 06- | 00- | 302- | 01- | 08.5022 | SS Contractor - Buss/Steel | [12 empty] | 72 | 2015-11-11 | Increase unit cost due to historic cost |  |  |  | 36 | Updated 8/14/14 | [11 empty] | T_M_806 |  | SubL | 8 | 8 | 08.5022 |  | Install: Busswork, Cable, 3 - phase | [6 empty] | C |  | 193 | Lf. |  | 43.2012 |  | 8337.8326 | 143 | Lf. |  | 43.2012 |  | 6177.7724 | 20 | Lf. |  | 53.2725 |  | 1065.4509 | 40 | Lf. |  | 53.2725 |  | 2130.9019 | 40 | Lf. |  | 53.2725 |  | 2130.9019 | 223 | Lf. |  | 43.2012 |  | 9633.8688 | 40 | Lf. |  | 53.2725 |  | 2130.9019 | 40 | Lf. |  | 53.2725 |  | 2130.9019 | 40 | Lf. |  | 53.2725 |  | 2130.9019 | 40 | Lf. |  | 53.2725 |  | 2130.9019 | 40 | Lf. |  | 53.2725 |  | 2130.9019 | 40 | Lf. |  | 53.2725 |  | 2130.9019 | #VALUE! | Lf. |  | #N/A |  | #N/A
| 06-00-00~~06-00-08.5023 | 302-01-00~~302-01-08.5023 | 302- | 01- | 06- | 00- | 302- | 01- | 08.5023 | SS Contractor - Electrical | a | a | 200 | 200 | 200 | 200 | 200 | 300 | 400 | 600 |  | a | 1.625 | Formula | 108/18 |  |  |  | 1 | Formula | Updated 8/14/14 |  |  |  | a | [5 empty] | a | T_M_807 |  | SubL | 8 | 8 | 08.5023 |  | Install: Insulators HV |  |  | High Voltage |  |  |  | C |  | 3 | Ea. |  | 360.01 |  | 1080.0301 | 12 | Ea. |  | 360.01 |  | 4320.1205 | 0 | Ea. |  | 295.9586 |  | 0 | 0 | Ea. |  | 295.9586 |  | 0 | 0 | Ea. |  | 295.9586 |  | 0 | 9 | Ea. |  | 360.01 |  | 3240.0904 | 0 | Ea. |  | 295.9586 |  | 0 | 0 | Ea. |  | 295.9586 |  | 0 | 0 | Ea. |  | 295.9586 |  | 0 | 0 | Ea. |  | 295.9586 |  | 0 | 0 | Ea. |  | 295.9586 |  | 0 | 0 | Ea. |  | 295.9586 |  | 0 | #N/A | Ea. |  | #N/A |  | #N/A
| 06-00-00~~06-00-08.5024 | 302-01-00~~302-01-08.5024 | 302- | 01- | 06- | 00- | 302- | 01- | 08.5024 | SS Contractor - Electrical | [12 empty] | 200 | 2015-05-22 | No Recommended Change |  |  |  | 100 | Updated 8/14/14 | [11 empty] | T_M_808 |  | SubL | 8 | 8 | 08.5024 |  | Install: Insulators LV |  |  | 34.5 kV Voltage |  |  |  | C |  | 30 | Ea. |  | 120.0033 |  | 3600.1004 | 24 | Ea. |  | 120.0033 |  | 2880.0804 | 12 | Ea. |  | 147.9793 |  | 1775.7516 | 12 | Ea. |  | 147.9793 |  | 1775.7516 | 12 | Ea. |  | 147.9793 |  | 1775.7516 | 30 | Ea. |  | 120.0033 |  | 3600.1004 | 12 | Ea. |  | 147.9793 |  | 1775.7516 | 12 | Ea. |  | 147.9793 |  | 1775.7516 | 12 | Ea. |  | 147.9793 |  | 1775.7516 | 12 | Ea. |  | 147.9793 |  | 1775.7516 | 12 | Ea. |  | 147.9793 |  | 1775.7516 | 12 | Ea. |  | 147.9793 |  | 1775.7516 | #VALUE! | Ea. |  | #N/A |  | #N/A
| 06-00-00~~06-00-08.5025 | 302-01-00~~302-01-08.5025 | 302- | 01- | 06- | 00- | 302- | 01- | 08.5025 | SS Contractor - Buss/Steel | [12 empty] | 0.8775 | Formula | 108/18 |  |  |  | 0.54 | Updated 8/14/14 | [11 empty] | T_M_809 |  | SubL | 8 | 8 | 08.5025 |  | Install: Steel Structures |  |  |  |  | Steel |  | C |  | 1 | Lot |  | 47916.4338 |  | 47916.4338 | 1 | Lot |  | 40340.4544 |  | 40340.4544 | 1 | Lot |  | 5894.0746 |  | 5894.0746 | 1 | Lot |  | 11783.3546 |  | 11783.3546 | 1 | Lot |  | 11783.3546 |  | 11783.3546 | 1 | Lot |  | 58097.8779 |  | 58097.8779 | 1 | Lot |  | 11783.3546 |  | 11783.3546 | 1 | Lot |  | 10065.315 |  | 10065.315 | 1 | Lot |  | 11783.3546 |  | 11783.3546 | 1 | Lot |  | 11783.3546 |  | 11783.3546 | 1 | Lot |  | 11783.3546 |  | 11783.3546 | 1 | Lot |  | 11783.3546 |  | 11783.3546 | 1 | Lot |  | #N/A |  | #N/A
| 06-00-00~~06-00-08.5026 | 302-01-00~~302-01-08.5026 | 302- | 01- | 06- | 00- | 302- | 01- | 08.5026 | SS Contractor - Electrical | [12 empty] | 73125 | Formula | 108/18 |  |  |  | 45000 | Updated 8/14/14 | [11 empty] | T_M_810 |  | SubL | 8 | 8 | 08.5026 |  | Install: Control House | [6 empty] | C |  | 1 | Ea. |  | 54001.5066 |  | 54001.5066 | 1 | Ea. |  | 54001.5066 |  | 54001.5066 | 1 | Ea. |  | 66590.6834 |  | 66590.6834 | 1 | Ea. |  | 66590.6834 |  | 66590.6834 | 1 | Ea. |  | 66590.6834 |  | 66590.6834 | 1 | Ea. |  | 54001.5066 |  | 54001.5066 | 1 | Ea. |  | 66590.6834 |  | 66590.6834 | 1 | Ea. |  | 66590.6834 |  | 66590.6834 | 1 | Ea. |  | 66590.6834 |  | 66590.6834 | 1 | Ea. |  | 66590.6834 |  | 66590.6834 | 1 | Ea. |  | 66590.6834 |  | 66590.6834 | 1 | Ea. |  | 66590.6834 |  | 66590.6834 | 1 | Ea. |  | #N/A |  | #N/A
| 06-00-00~~06-00-08.5027 | 302-01-00~~302-01-08.5027 | 302- | 01- | 06- | 00- | 302- | 01- | 08.5027 | SS Contractor - Electrical | [12 empty] | 58500 | Formula | 108/18 |  |  |  | 36000 | Updated 8/14/14 | [11 empty] | T_M_811 |  | SubL | 8 | 8 | 08.5027 |  | Install: Modular Substation | [6 empty] | C |  | 0 | Ea. |  | 43201.2053 |  | 0 | 0 | Ea. |  | 43201.2053 |  | 0 | 0 | Ea. |  | 53272.5468 |  | 0 | 0 | Ea. |  | 53272.5468 |  | 0 | 0 | Ea. |  | 53272.5468 |  | 0 | 0 | Ea. |  | 43201.2053 |  | 0 | 0 | Ea. |  | 53272.5468 |  | 0 | 0 | Ea. |  | 53272.5468 |  | 0 | 0 | Ea. |  | 53272.5468 |  | 0 | 0 | Ea. |  | 53272.5468 |  | 0 | 0 | Ea. |  | 53272.5468 |  | 0 | 0 | Ea. |  | 53272.5468 |  | 0 | 0 | Ea. |  | #N/A |  | #N/A
| 06-00-00~~06-00-08.5028 | 302-01-00~~302-01-08.5028 | 302- | 01- | 06- | 00- | 302- | 01- | 08.5028 | SS Contractor - Electrical | [31 empty] | T_M_812 |  | SubL | 8 | 8 | 08.5028 |  | Install: Switchgear Building | [6 empty] | C |  | 0 | Ea. |  | 0 |  | 0 | 0 | Ea. |  | 0 |  | 0 | 0 | Ea. |  | 0 |  | 0 | 0 | Ea. |  | 0 |  | 0 | 0 | Ea. |  | 0 |  | 0 | 0 | Ea. |  | 0 |  | 0 | 0 | Ea. |  | 0 |  | 0 | 0 | Ea. |  | 0 |  | 0 | 0 | Ea. |  | 0 |  | 0 | 0 | Ea. |  | 0 |  | 0 | 0 | Ea. |  | 0 |  | 0 | 0 | Ea. |  | 0 |  | 0 | 0 | Ea. |  | #N/A |  | #N/A
| 06-00-00~~06-00-08.5029 | 302-01-00~~302-01-08.5029 | 302- | 01- | 06- | 00- | 302- | 01- | 08.5029 | SS Contractor - Electrical | [31 empty] | T_M_813 |  | SubL | 8 | 8 | 08.5029 |  | Install: Battery Vaults | [6 empty] | C |  | 0 | Ea. |  | 0 |  | 0 | 0 | Ea. |  | 0 |  | 0 | 0 | Ea. |  | 0 |  | 0 | 0 | Ea. |  | 0 |  | 0 | 0 | Ea. |  | 0 |  | 0 | 0 | Ea. |  | 0 |  | 0 | 0 | Ea. |  | 0 |  | 0 | 0 | Ea. |  | 0 |  | 0 | 0 | Ea. |  | 0 |  | 0 | 0 | Ea. |  | 0 |  | 0 | 0 | Ea. |  | 0 |  | 0 | 0 | Ea. |  | 0 |  | 0 | 0 | Ea. |  | #N/A |  | #N/A
| 06-00-00~~06-00-08.5030 | 302-01-00~~302-01-08.5030 | 302- | 01- | 06- | 00- | 302- | 01- | 08.5030 | SS Contractor - Electrical | [31 empty] | T_M_814 |  | SubL | 8 | 8 | 08.5030 |  | Install: Voltage Transformer | [6 empty] | C |  | 0 | Ea. |  | 0 |  | 0 | 0 | Ea. |  | 0 |  | 0 | 0 | Ea. |  | 0 |  | 0 | 0 | Ea. |  | 0 |  | 0 | 0 | Ea. |  | 0 |  | 0 | 0 | Ea. |  | 0 |  | 0 | 0 | Ea. |  | 0 |  | 0 | 0 | Ea. |  | 0 |  | 0 | 0 | Ea. |  | 0 |  | 0 | 0 | Ea. |  | 0 |  | 0 | 0 | Ea. |  | 0 |  | 0 | 0 | Ea. |  | 0 |  | 0 | 0 | Ea. |  | #N/A |  | #N/A
[7 empty] | Header |  | 8.6 | [32 empty] | T_M_819 |  | SubL | 8 | 8 | 8.6 |  | SPECIAL SUBSTATION INSTALLATION COSTS | [6 empty] | C |  |  | Size of Cap Banks in Mvars | Qty of Cap Banks |  |  |  |  | Size of Cap Banks in Mvars | Qty of Cap Banks |  |  |  |  | Size of Cap Banks in Mvars | Qty of Cap Banks |  |  |  |  | Size of Cap Banks in Mvars | Qty of Cap Banks |  |  |  |  | Size of Cap Banks in Mvars | Qty of Cap Banks |  |  |  |  | Size of Cap Banks in Mvars | Qty of Cap Banks |  |  |  |  | Size of Cap Banks in Mvars | Qty of Cap Banks |  |  |  |  | Size of Cap Banks in Mvars | Qty of Cap Banks |  |  |  |  | Size of Cap Banks in Mvars | Qty of Cap Banks |  |  |  |  | Size of Cap Banks in Mvars | Qty of Cap Banks |  |  |  |  | Size of Cap Banks in Mvars | Qty of Cap Banks |  |  |  |  | Size of Cap Banks in Mvars | Qty of Cap Banks |  |  |  |  | Size of Cap Banks in Mvars | Qty of Cap Banks
| 06-00-00~~06-00-08.6001 | 302-01-00~~302-01-08.6001 | 302- | 01- | 06- | 00- | 302- | 01- | 08.6001 | SS Contractor - Electrical | a | a | [9 empty] | a | 1.625 | Formula | 108/18 |  |  |  | 1 | Formula | Updated 8/14/14 |  |  |  | a | [5 empty] | a | T_M_820 |  | SubL | 8 | 8 | 08.6001 |  | Install Shunt Capacitor Banks - HV | [5 empty] | HV | C |  | 0 | Ea. | 0 | 12120.3382 |  | 0 | 0 | Ea. | 0 | 12120.3382 |  | 0 | 0 | Ea. | 0 | 17609.5363 |  | 0 | 0 | Ea. | 0 | 17609.5363 |  | 0 | 0 | Ea. | 0 | 17609.5363 |  | 0 | 0 | Ea. | 0 | 12120.3382 |  | 0 | 0 | Ea. | 0 | 17609.5363 |  | 0 | 0 | Ea. | 0 | 17609.5363 |  | 0 | 0 | Ea. | 0 | 17609.5363 |  | 0 | 0 | Ea. | 0 | 17609.5363 |  | 0 | 0 | Ea. | 0 | 17609.5363 |  | 0 | 0 | Ea. | 0 | 17609.5363 |  | 0 | 0 | Ea. | 0 | #N/A |  | #N/A
| 06-00-00~~06-00-08.6002 | 302-01-00~~302-01-08.6002 | 302- | 01- | 06- | 00- | 302- | 01- | 08.6002 | SS Contractor - Electrical | a | a | [9 empty] | a | 1.625 | Formula | 108/18 |  |  |  | 1 | Formula | Updated 8/14/14 |  |  |  | a | [5 empty] | a | T_M_821 |  | SubL | 8 | 8 | 08.6002 |  | Install Series Capacitor Banks - HV |  |  |  | "SPECIAL" See Engineering |  | HV | C |  | 0 | Ea. | 0 | 0 |  | 0 | 0 | Ea. | 0 | 0 |  | 0 | 0 | Ea. | 0 | 0 |  | 0 | 0 | Ea. | 0 | 0 |  | 0 | 0 | Ea. | 0 | 0 |  | 0 | 0 | Ea. | 0 | 0 |  | 0 | 0 | Ea. | 0 | 0 |  | 0 | 0 | Ea. | 0 | 0 |  | 0 | 0 | Ea. | 0 | 0 |  | 0 | 0 | Ea. | 0 | 0 |  | 0 | 0 | Ea. | 0 | 0 |  | 0 | 0 | Ea. | 0 | 0 |  | 0 | 0 | Ea. | 0 | #N/A |  | #N/A
| 06-00-00~~06-00-08.6003 | 302-01-00~~302-01-08.6003 | 302- | 01- | 06- | 00- | 302- | 01- | 08.6003 | SS Contractor - Electrical | a | a | [9 empty] | a | 1.625 | Formula | 108/18 |  |  |  | 1 | Formula | Updated 8/14/14 |  |  |  | a | [5 empty] | a | T_M_822 |  | SubL | 8 | 8 | 08.6003 |  | Install Shunt Capacitor Banks - LV | [5 empty] | LV | C |  | 2 | Ea. | 12 | 14280.3984 |  | 28560.7968 | 0 | Ea. | 0 | 14280.3984 |  | 0 | 0 | Ea. | 0 | 17609.5363 |  | 0 | 0 | Ea. | 12 | 17609.5363 |  | 0 | 0 | Ea. | 12 | 17609.5363 |  | 0 | 2 | Ea. | 12 | 14280.3984 |  | 28560.7968 | 0 | Ea. | 12 | 17609.5363 |  | 0 | 0 | Ea. | 12 | 17609.5363 |  | 0 | 0 | Ea. | 12 | 17609.5363 |  | 0 | 0 | Ea. | 12 | 17609.5363 |  | 0 | 0 | Ea. | 12 | 17609.5363 |  | 0 | 0 | Ea. | 12 | 17609.5363 |  | 0 | #VALUE! | Ea. | #VALUE! | #VALUE! |  | #VALUE!
| 06-00-00~~06-00-08.6004 | 302-01-00~~302-01-08.6004 | 302- | 01- | 06- | 00- | 302- | 01- | 08.6004 | SS Contractor - Electrical | a | a | 0 | [8 empty] | a | 1.625 | Formula | 108/18 |  |  |  | 1 | Formula | Updated 8/14/14 |  |  |  | a | [5 empty] | a | T_M_823 |  | SubL | 8 | 8 | 08.6004 |  | Install Series Capacitor Banks - LV |  |  |  | "SPECIAL" See Engineering |  | LV | C |  | 0 | Ea. | 0 | 0 |  | 0 | 0 | Ea. | 0 | 0 |  | 0 | 0 | Ea. | 0 | 0 |  | 0 | 0 | Ea. | 0 | 0 |  | 0 | 0 | Ea. | 0 | 0 |  | 0 | 0 | Ea. | 0 | 0 |  | 0 | 0 | Ea. | 0 | 0 |  | 0 | 0 | Ea. | 0 | 0 |  | 0 | 0 | Ea. | 0 | 0 |  | 0 | 0 | Ea. | 0 | 0 |  | 0 | 0 | Ea. | 0 | 0 |  | 0 | 0 | Ea. | 0 | 0 |  | 0 | 0 | Ea. | 0 | #N/A |  | #N/A
| 06-00-00~~06-00-08.6005 | 302-01-00~~302-01-08.6005 | 302- | 01- | 06- | 00- | 302- | 01- | 08.6005 | SS Contractor - Electrical | a | a | [9 empty] | a | 1.625 | Formula | 108/18 |  |  |  | 1 | Formula | Updated 8/14/14 |  |  |  | a | [5 empty] | a | T_M_824 |  | SubL | 8 | 8 | 08.6005 |  | Install Reactor Banks | [5 empty] | LV | C |  | 0 | Ea. | 0 | 15708.4383 |  | 0 | 0 | Ea. | 0 | 15708.4383 |  | 0 | 0 | Ea. | 0 | 19370.4899 |  | 0 | 0 | Ea. | 0 | 19370.4899 |  | 0 | 0 | Ea. | 0 | 19370.4899 |  | 0 | 0 | Ea. | 0 | 15708.4383 |  | 0 | 0 | Ea. | 0 | 19370.4899 |  | 0 | 0 | Ea. | 0 | 19370.4899 |  | 0 | 0 | Ea. | 0 | 19370.4899 |  | 0 | 0 | Ea. | 0 | 19370.4899 |  | 0 | 0 | Ea. | 0 | 19370.4899 |  | 0 | 0 | Ea. | 0 | 19370.4899 |  | 0 | 0 | Ea. | 0 | #N/A |  | #N/A
| 06-00-00~~06-00-08.6006 | 302-01-00~~302-01-08.6006 | 302- | 01- | 06- | 00- | 302- | 01- | 08.6006 | SS Contractor - Electrical | a | a | [9 empty] | a | 65000 | Formula | 108/18 |  |  |  | 40000 | Updated 8/14/14 | Updated 8/14/14 |  |  |  | a | [5 empty] | a | T_M_825 |  | SubL | 8 | 8 | 08.6006 |  | Install: Harmonic Filters | [6 empty] | C |  | 0 | Ea. | 0 | 48001.3392 |  | 0 | 0 | Ea. | 0 | 48001.3392 |  | 0 | 0 | Ea. | 0 | 59191.7186 |  | 0 | 0 | Ea. | 0 | 59191.7186 |  | 0 | 0 | Ea. | 0 | 59191.7186 |  | 0 | 0 | Ea. | 0 | 48001.3392 |  | 0 | 0 | Ea. | 0 | 59191.7186 |  | 0 | 0 | Ea. | 0 | 59191.7186 |  | 0 | 0 | Ea. | 0 | 59191.7186 |  | 0 | 0 | Ea. | 0 | 59191.7186 |  | 0 | 0 | Ea. | 0 | 59191.7186 |  | 0 | 0 | Ea. | 0 | 59191.7186 |  | 0 | 0 | Ea. | 0 | #N/A |  | #N/A
| 06-00-00~~06-00-08.6007 | 302-01-00~~302-01-08.6007 | 302- | 01- | 06- | 00- | 302- | 01- | 08.6007 | SS Contractor - Electrical | [31 empty] | T_M_826 |  | SubL | 8 | 8 | 08.6007 |  | Install: Wave Trap | [6 empty] | C |  | 0 | Ea. |  | 0 |  | 0 | 0 | Ea. |  | 0 |  | 0 | 0 | Ea. |  | 0 |  | 0 | 0 | Ea. |  | 0 |  | 0 | 0 | Ea. |  | 0 |  | 0 | 0 | Ea. |  | 0 |  | 0 | 0 | Ea. |  | 0 |  | 0 | 0 | Ea. |  | 0 |  | 0 | 0 | Ea. |  | 0 |  | 0 | 0 | Ea. |  | 0 |  | 0 | 0 | Ea. |  | 0 |  | 0 | 0 | Ea. |  | 0 |  | 0 | 0 | Ea. |  | #N/A |  | #N/A
| 06-00-00~~06-00-08.6008 | 302-01-00~~302-01-08.6008 | 302- | 01- | 06- | 00- | 302- | 01- | 08.6008 | SS Contractor - Electrical | [31 empty] | T_M_827 |  | SubL | 8 | 8 | 08.6008 |  | Install: Line Trap - HV | [6 empty] | C |  | 0 | Ea. |  | 0 |  | 0 | 0 | Ea. |  | 0 |  | 0 | 0 | Ea. |  | 0 |  | 0 | 0 | Ea. |  | 0 |  | 0 | 0 | Ea. |  | 0 |  | 0 | 0 | Ea. |  | 0 |  | 0 | 0 | Ea. |  | 0 |  | 0 | 0 | Ea. |  | 0 |  | 0 | 0 | Ea. |  | 0 |  | 0 | 0 | Ea. |  | 0 |  | 0 | 0 | Ea. |  | 0 |  | 0 | 0 | Ea. |  | 0 |  | 0 | 0 | Ea. |  | #N/A |  | #N/A
| 06-00-00~~06-00-08.6009 | 302-01-00~~302-01-08.6009 | 302- | 01- | 06- | 00- | 302- | 01- | 08.6009 | SS Contractor - Electrical | [31 empty] | T_M_828 |  | SubL | 8 | 8 | 08.6009 |  | Install: Line Trap - LV | [6 empty] | C |  | 0 | Ea. |  | 0 |  | 0 | 0 | Ea. |  | 0 |  | 0 | 0 | Ea. |  | 0 |  | 0 | 0 | Ea. |  | 0 |  | 0 | 0 | Ea. |  | 0 |  | 0 | 0 | Ea. |  | 0 |  | 0 | 0 | Ea. |  | 0 |  | 0 | 0 | Ea. |  | 0 |  | 0 | 0 | Ea. |  | 0 |  | 0 | 0 | Ea. |  | 0 |  | 0 | 0 | Ea. |  | 0 |  | 0 | 0 | Ea. |  | 0 |  | 0 | 0 | Ea. |  | #N/A |  | #N/A
| 06-00-00~~06-00-08.6010 | 302-01-00~~302-01-08.6010 | 302- | 01- | 06- | 00- | 302- | 01- | 08.6010 | SS Contractor - Electrical | [31 empty] | T_M_829 |  | SubL | 8 | 8 | 08.6010 |  | Install: Line Tuner - HV | [6 empty] | C |  | 0 | Ea. |  | 0 |  | 0 | 0 | Ea. |  | 0 |  | 0 | 0 | Ea. |  | 0 |  | 0 | 0 | Ea. |  | 0 |  | 0 | 0 | Ea. |  | 0 |  | 0 | 0 | Ea. |  | 0 |  | 0 | 0 | Ea. |  | 0 |  | 0 | 0 | Ea. |  | 0 |  | 0 | 0 | Ea. |  | 0 |  | 0 | 0 | Ea. |  | 0 |  | 0 | 0 | Ea. |  | 0 |  | 0 | 0 | Ea. |  | 0 |  | 0 | 0 | Ea. |  | #N/A |  | #N/A
| 06-00-00~~06-00-08.6011 | 302-01-00~~302-01-08.6011 | 302- | 01- | 06- | 00- | 302- | 01- | 08.6011 | SS Contractor - Electrical | [31 empty] | T_M_830 |  | SubL | 8 | 8 | 08.6011 |  | Install: Line Tuner - LV | [6 empty] | C |  | 0 | Ea. |  | 0 |  | 0 | 0 | Ea. |  | 0 |  | 0 | 0 | Ea. |  | 0 |  | 0 | 0 | Ea. |  | 0 |  | 0 | 0 | Ea. |  | 0 |  | 0 | 0 | Ea. |  | 0 |  | 0 | 0 | Ea. |  | 0 |  | 0 | 0 | Ea. |  | 0 |  | 0 | 0 | Ea. |  | 0 |  | 0 | 0 | Ea. |  | 0 |  | 0 | 0 | Ea. |  | 0 |  | 0 | 0 | Ea. |  | 0 |  | 0 | 0 | Ea. |  | #N/A |  | #N/A
| 06-00-00~~06-00-08.6012 | 302-01-00~~302-01-08.6012 | 302- | 01- | 06- | 00- | 302- | 01- | 08.6012 | SS Contractor - Electrical | [31 empty] | T_M_831 |  | SubL | 8 | 8 | 08.6012 |  | Install: 3 Phase Voltage Regulator | [6 empty] | C |  | 0 | Ea. |  | 0 |  | 0 | 0 | Ea. |  | 0 |  | 0 | 0 | Ea. |  | 0 |  | 0 | 0 | Ea. |  | 0 |  | 0 | 0 | Ea. |  | 0 |  | 0 | 0 | Ea. |  | 0 |  | 0 | 0 | Ea. |  | 0 |  | 0 | 0 | Ea. |  | 0 |  | 0 | 0 | Ea. |  | 0 |  | 0 | 0 | Ea. |  | 0 |  | 0 | 0 | Ea. |  | 0 |  | 0 | 0 | Ea. |  | 0 |  | 0 | 0 | Ea. |  | #N/A |  | #N/A
| 06-00-00~~06-00-08.6013 | 302-01-00~~302-01-08.6013 | 302- | 01- | 06- | 00- | 302- | 01- | 08.6013 | SS Contractor - Electrical | [31 empty] | T_M_832 |  | SubL | 8 | 8 | 08.6013 |  | Install: Circuit Switcher Type 1 - HV | [6 empty] | C |  | 0 | Ea. |  | 0 |  | 0 | 0 | Ea. |  | 0 |  | 0 | 0 | Ea. |  | 0 |  | 0 | 0 | Ea. |  | 0 |  | 0 | 0 | Ea. |  | 0 |  | 0 | 0 | Ea. |  | 0 |  | 0 | 0 | Ea. |  | 0 |  | 0 | 0 | Ea. |  | 0 |  | 0 | 0 | Ea. |  | 0 |  | 0 | 0 | Ea. |  | 0 |  | 0 | 0 | Ea. |  | 0 |  | 0 | 0 | Ea. |  | 0 |  | 0 | 0 | Ea. |  | #N/A |  | #N/A
| 06-00-00~~06-00-08.6014 | 302-01-00~~302-01-08.6014 | 302- | 01- | 06- | 00- | 302- | 01- | 08.6014 | SS Contractor - Electrical | [31 empty] | T_M_833 |  | SubL | 8 | 8 | 08.6014 |  | Install: Circuit Switcher Type 2 - LV | [6 empty] | C |  | 0 | Ea. |  | 0 |  | 0 | 0 | Ea. |  | 0 |  | 0 | 0 | Ea. |  | 0 |  | 0 | 0 | Ea. |  | 0 |  | 0 | 0 | Ea. |  | 0 |  | 0 | 0 | Ea. |  | 0 |  | 0 | 0 | Ea. |  | 0 |  | 0 | 0 | Ea. |  | 0 |  | 0 | 0 | Ea. |  | 0 |  | 0 | 0 | Ea. |  | 0 |  | 0 | 0 | Ea. |  | 0 |  | 0 | 0 | Ea. |  | 0 |  | 0 | 0 | Ea. |  | #N/A |  | #N/A
| 06-00-00~~06-00-08.6015 | 302-01-00~~302-01-08.6015 | 302- | 01- | 06- | 00- | 302- | 01- | 08.6015 | SS Contractor - Electrical | [31 empty] | T_M_834 |  | SubL | 8 | 8 | 08.6015 |  | Install: Dynamic VAR Volt/Amp Reactive Compens. | [6 empty] | C |  | 0 | Ea. |  | 0 |  | 0 | 0 | Ea. |  | 0 |  | 0 | 0 | Ea. |  | 0 |  | 0 | 0 | Ea. |  | 0 |  | 0 | 0 | Ea. |  | 0 |  | 0 | 0 | Ea. |  | 0 |  | 0 | 0 | Ea. |  | 0 |  | 0 | 0 | Ea. |  | 0 |  | 0 | 0 | Ea. |  | 0 |  | 0 | 0 | Ea. |  | 0 |  | 0 | 0 | Ea. |  | 0 |  | 0 | 0 | Ea. |  | 0 |  | 0 | 0 | Ea. |  | #N/A |  | #N/A
| 06-00-00~~06-00-08.6016 | 302-01-00~~302-01-08.6016 | 302- | 01- | 06- | 00- | 302- | 01- | 08.6016 | SS Contractor - Electrical | [31 empty] | T_M_835 |  | SubL | 8 | 8 | 08.6016 |  | Install: Static VAR (Volt/Amp Reactive) Compens. | [6 empty] | C |  | 0 | Ea. |  | 0 |  | 0 | 0 | Ea. |  | 0 |  | 0 | 0 | Ea. |  | 0 |  | 0 | 0 | Ea. |  | 0 |  | 0 | 0 | Ea. |  | 0 |  | 0 | 0 | Ea. |  | 0 |  | 0 | 0 | Ea. |  | 0 |  | 0 | 0 | Ea. |  | 0 |  | 0 | 0 | Ea. |  | 0 |  | 0 | 0 | Ea. |  | 0 |  | 0 | 0 | Ea. |  | 0 |  | 0 | 0 | Ea. |  | 0 |  | 0 | 0 | Ea. |  | #N/A |  | #N/A
| 06-00-00~~06-00-08.6017 | 302-01-00~~302-01-08.6017 | 302- | 01- | 06- | 00- | 302- | 01- | 08.6017 | SS Contractor - Electrical | [31 empty] | T_M_836 |  | SubL | 8 | 8 | 08.6017 |  | Install: Synchronous Condenser | [6 empty] | C |  | 0 | Ea. |  | 0 |  | 0 | 0 | Ea. |  | 0 |  | 0 | 0 | Ea. |  | 0 |  | 0 | 0 | Ea. |  | 0 |  | 0 | 0 | Ea. |  | 0 |  | 0 | 0 | Ea. |  | 0 |  | 0 | 0 | Ea. |  | 0 |  | 0 | 0 | Ea. |  | 0 |  | 0 | 0 | Ea. |  | 0 |  | 0 | 0 | Ea. |  | 0 |  | 0 | 0 | Ea. |  | 0 |  | 0 | 0 | Ea. |  | 0 |  | 0 | 0 | Ea. |  | #N/A |  | #N/A
| 06-00-00~~06-00-08.6018 | 302-01-00~~302-01-08.6018 | 302- | 01- | 06- | 00- | 302- | 01- | 08.6018 | SS Contractor - Electrical | [31 empty] | T_M_837 |  | SubL | 8 | 8 | 08.6018 |  | Install: Static Synchronus Compensator (Statcom) | [6 empty] | C |  | 0 | Ea. |  | 0 |  | 0 | 0 | Ea. |  | 0 |  | 0 | 0 | Ea. |  | 0 |  | 0 | 0 | Ea. |  | 0 |  | 0 | 0 | Ea. |  | 0 |  | 0 | 0 | Ea. |  | 0 |  | 0 | 0 | Ea. |  | 0 |  | 0 | 0 | Ea. |  | 0 |  | 0 | 0 | Ea. |  | 0 |  | 0 | 0 | Ea. |  | 0 |  | 0 | 0 | Ea. |  | 0 |  | 0 | 0 | Ea. |  | 0 |  | 0 | 0 | Ea. |  | #N/A |  | #N/A
| 06-00-00~~06-00-08.6999 | 302-01-00~~302-01-08.6999 | 302- | 01- | 06- | 00- | 302- | 01- | 08.6999 | SS Contractor - Electrical | [31 empty] | T_M_838 |  | SubL | 8 | 8 | 08.6999 |  | Install: Substation Generator | [6 empty] | C |  | 0 | Ea. |  | 0 |  | 0 | 0 | Ea. |  | 0 |  | 0 | 0 | Ea. |  | 0 |  | 0 | 0 | Ea. |  | 0 |  | 0 | 0 | Ea. |  | 0 |  | 0 | 0 | Ea. |  | 0 |  | 0 | 0 | Ea. |  | 0 |  | 0 | 0 | Ea. |  | 0 |  | 0 | 0 | Ea. |  | 0 |  | 0 | 0 | Ea. |  | 0 |  | 0 | 0 | Ea. |  | 0 |  | 0 | 0 | Ea. |  | 0 |  | 0 | 0 | Ea. |  | #N/A |  | #N/A
[7 empty] | Header |  | 8.7 | [32 empty] | T_M_839 |  | SubL | 8 | 8 | 8.7 |  | MISC. SUBSTATION INSTALLATION COSTS | [6 empty] | C
| 06-00-00~~06-00-08.7001 | 302-01-00~~302-01-08.7001 | 302- | 01- | 06- | 00- | 302- | 01- | 08.7001 | SS Contractor - Other | [12 empty] | 300000 | 2015-11-11 | Increase unit cost due to historic cost |  |  |  | 5000 | Updated 8/14/14 | [11 empty] | T_M_840 |  | SubL | 8 | 8 | 08.7001 |  | Substation: Testing and Commissioning | [6 empty] | C |  | 1 | Lt |  | 83002.1763 |  | 83002.1763 | 1 | Lt |  | 83002.1763 |  | 83002.1763 | 0.2 | Lt |  | 56792.7538 |  | 11358.5508 | 0.5 | Lt |  | 56792.7538 |  | 28396.3769 | 0.5 | Lt |  | 56792.7538 |  | 28396.3769 | 0.5 | Lt |  | 83002.1763 |  | 41501.0881 | 0.5 | Lt |  | 56792.7538 |  | 28396.3769 | 0.5 | Lt |  | 56792.7538 |  | 28396.3769 | 0.5 | Lt |  | 56792.7538 |  | 28396.3769 | 0.5 | Lt |  | 56792.7538 |  | 28396.3769 | 0.5 | Lt |  | 56792.7538 |  | 28396.3769 | 0.5 | Lt |  | 56792.7538 |  | 28396.3769 | 1 | Lt |  | #VALUE! |  | #VALUE!
| 06-00-00~~06-00-08.7002 | 302-01-00~~302-01-08.7002 | 302- | 01- | 06- | 00- | 302- | 01- | 08.7002 | SS Contractor - Other | [12 empty] | 19987.5 | Formula | 108/18 |  |  |  | 12300 | Updated 8/14/14 | [11 empty] | T_M_841 |  | SubL | 8 | 8 | 08.7002 |  | Substation: QA/QC | [6 empty] | C |  | 4 | Mo. |  | 14760.4118 |  | 59041.6473 | 4 | Mo. |  | 14760.4118 |  | 59041.6473 | 1 | Mo. |  | 18201.4535 |  | 18201.4535 | 1 | Mo. |  | 18201.4535 |  | 18201.4535 | 1 | Mo. |  | 18201.4535 |  | 18201.4535 | 4 | Mo. |  | 14760.4118 |  | 59041.6473 | 1 | Mo. |  | 18201.4535 |  | 18201.4535 | 1 | Mo. |  | 18201.4535 |  | 18201.4535 | 1 | Mo. |  | 18201.4535 |  | 18201.4535 | 1 | Mo. |  | 18201.4535 |  | 18201.4535 | 1 | Mo. |  | 18201.4535 |  | 18201.4535 | 1 | Mo. |  | 18201.4535 |  | 18201.4535 | 4 | Mo. |  | #N/A |  | #N/A
| 06-00-00~~06-00-08.7003 | 302-01-00~~302-01-08.7003 | 302- | 01- | 06- | 00- | 302- | 01- | 08.7003 | SS Contractor - Other | [12 empty] | 24375 | Formula | 108/18 |  |  |  | 15000 | Updated 8/14/14 | [11 empty] | T_M_842 |  | SubL | 8 | 8 | 08.7003 |  | Pwr. Feed For The Station Service Transformer | [6 empty] | C |  | 1 | Ea. |  | 18000.5022 |  | 18000.5022 | 1 | Ea. |  | 18000.5022 |  | 18000.5022 | 1 | Ea. |  | 22196.8945 |  | 22196.8945 | 1 | Ea. |  | 22196.8945 |  | 22196.8945 | 1 | Ea. |  | 22196.8945 |  | 22196.8945 | 1 | Ea. |  | 18000.5022 |  | 18000.5022 | 1 | Ea. |  | 22196.8945 |  | 22196.8945 | 1 | Ea. |  | 22196.8945 |  | 22196.8945 | 1 | Ea. |  | 22196.8945 |  | 22196.8945 | 1 | Ea. |  | 22196.8945 |  | 22196.8945 | 1 | Ea. |  | 22196.8945 |  | 22196.8945 | 1 | Ea. |  | 22196.8945 |  | 22196.8945 | 1 | Ea. |  | #N/A |  | #N/A
| 06-00-00~~06-00-08.7004 | 302-01-00~~302-01-08.7004 | 302- | 01- | 06- | 00- | 302- | 01- | 08.7004 | SS Contractor - Other | [12 empty] | 19500 | Formula | 108/18 |  |  |  | 12000 | Updated 8/14/14 | [11 empty] | T_M_843 |  | SubL | 8 | 8 | 08.7004 |  | Substation: RTU, communications, etc. | [6 empty] | C |  | 0 | Ea. |  | 14400.4018 |  | 0 | 0 | Ea. |  | 14400.4018 |  | 0 | 0 | Ea. |  | 17757.5156 |  | 0 | 0 | Ea. |  | 17757.5156 |  | 0 | 0 | Ea. |  | 17757.5156 |  | 0 | 0 | Ea. |  | 14400.4018 |  | 0 | 0 | Ea. |  | 17757.5156 |  | 0 | 0 | Ea. |  | 17757.5156 |  | 0 | 0 | Ea. |  | 17757.5156 |  | 0 | 0 | Ea. |  | 17757.5156 |  | 0 | 0 | Ea. |  | 17757.5156 |  | 0 | 0 | Ea. |  | 17757.5156 |  | 0 | 0 | Ea. |  | #N/A |  | #N/A
| 06-00-00~~06-00-08.7005 | 302-01-00~~302-01-08.7005 | 302- | 01- | 06- | 00- | 302- | 01- | 08.7005 | SS Contractor - Other | [31 empty] | T_M_844 |  | SubL | 8 | 8 | 08.7005 |  | Substation: Testing and Commissioning Support | [6 empty] | C |  | 0 | Ea. |  | 0 |  | 0 | 0 | Ea. |  | 0 |  | 0 | 0 | Ea. |  | 0 |  | 0 | 0 | Ea. |  | 0 |  | 0 | 0 | Ea. |  | 0 |  | 0 | 0 | Ea. |  | 0 |  | 0 | 0 | Ea. |  | 0 |  | 0 | 0 | Ea. |  | 0 |  | 0 | 0 | Ea. |  | 0 |  | 0 | 0 | Ea. |  | 0 |  | 0 | 0 | Ea. |  | 0 |  | 0 | 0 | Ea. |  | 0 |  | 0 | 0 | Ea. |  | #N/A |  | #N/A
[7 empty] | Header |  | 8.8 | [32 empty] | T_M_845 |  | SubL | 8 | 8 | 8.8 |  | OTHER Substation COST & IMPACTS
| 06-00-00~~06-00-08.8001 | 302-01-00~~302-01-08.8001 | 302- | 01- | 06- | 00- | 302- | 01- | 08.8001 | SS Contractor - Other | [18 empty] | 7500 | Updated 11/10/22 | [11 empty] | T_M_846 |  | SubL | 8 | 8 | 08.8001 |  | Substation Field Office Trailers | [6 empty] | C |  | 4 | Ea. |  | 9000.2511 |  | 36001.0044 | 4 | Ea. |  | 9000.2511 |  | 36001.0044 | 1 | Ea. |  | 11098.4472 |  | 11098.4472 | 1 | Ea. |  | 11098.4472 |  | 11098.4472 | 1 | Ea. |  | 11098.4472 |  | 11098.4472 | 4 | Ea. |  | 9000.2511 |  | 36001.0044 | 1 | Ea. |  | 11098.4472 |  | 11098.4472 | 1 | Ea. |  | 11098.4472 |  | 11098.4472 | 1 | Ea. |  | 11098.4472 |  | 11098.4472 | 1 | Ea. |  | 11098.4472 |  | 11098.4472 | 1 | Ea. |  | 11098.4472 |  | 11098.4472 | 1 | Ea. |  | 11098.4472 |  | 11098.4472 | 4 | Ea. |  | #N/A |  | #N/A
| 06-00-00~~06-00-08.8002 | 302-01-00~~302-01-08.8002 | 302- | 01- | 06- | 00- | 302- | 01- | 08.8002 | SS Contractor - Other | [18 empty] | 2000 | Updated 11/10/22 | [11 empty] | T_M_847 |  | SubL | 8 | 8 | 08.8002 |  | Substation Facilities & Infrastructure | [6 empty] | C |  | 4 | Ea. |  | 2400.067 |  | 9600.2678 | 4 | Ea. |  | 2400.067 |  | 9600.2678 | 1 | Ea. |  | 2959.5859 |  | 2959.5859 | 1 | Ea. |  | 2959.5859 |  | 2959.5859 | 1 | Ea. |  | 2959.5859 |  | 2959.5859 | 4 | Ea. |  | 2400.067 |  | 9600.2678 | 1 | Ea. |  | 2959.5859 |  | 2959.5859 | 1 | Ea. |  | 2959.5859 |  | 2959.5859 | 1 | Ea. |  | 2959.5859 |  | 2959.5859 | 1 | Ea. |  | 2959.5859 |  | 2959.5859 | 1 | Ea. |  | 2959.5859 |  | 2959.5859 | 1 | Ea. |  | 2959.5859 |  | 2959.5859 | 4 | Ea. |  | #N/A |  | #N/A
| 06-00-00~~06-00-08.8003 | 302-01-00~~302-01-08.8003 | 302- | 01- | 06- | 00- | 302- | 01- | 08.8003 | SS Contractor - Other | [18 empty] | 30000 | based on 4 months of construction | [11 empty] | T_M_848 |  | SubL | 8 | 8 | 08.8003 |  | Substation Misc. Field Office G&A | [6 empty] | C |  | 1 | Ea. |  | 36001.0044 |  | 36001.0044 | 1 | Ea. |  | 36001.0044 |  | 36001.0044 | 0.2 | Ea. |  | 44393.789 |  | 8878.7578 | 1.2 | Ea. |  | 44393.789 |  | 53272.5468 | 1.2 | Ea. |  | 44393.789 |  | 53272.5468 | 2 | Ea. |  | 36001.0044 |  | 72002.0089 | 1.2 | Ea. |  | 44393.789 |  | 53272.5468 | 1.2 | Ea. |  | 44393.789 |  | 53272.5468 | 1.2 | Ea. |  | 44393.789 |  | 53272.5468 | 1.2 | Ea. |  | 44393.789 |  | 53272.5468 | 1.2 | Ea. |  | 44393.789 |  | 53272.5468 | 1.2 | Ea. |  | 44393.789 |  | 53272.5468 | 1 | Ea. |  | #N/A |  | #N/A
| 06-00-00~~06-00-08.8004 | 302-01-00~~302-01-08.8004 | 302- | 01- | 06- | 00- | 302- | 01- | 08.8004 | SS Contractor - Other | [18 empty] | 4000 | Updated 11/10/22 | [11 empty] | T_M_849 |  | SubL | 8 | 8 | 08.8004 |  | Substation Project Admin. & Site Support Services | [6 empty] | C |  | 4 | Ea. |  | 4800.1339 |  | 19200.5357 | 4 | Ea. |  | 4800.1339 |  | 19200.5357 | 1 | Ea. |  | 5919.1719 |  | 5919.1719 | 1 | Ea. |  | 5919.1719 |  | 5919.1719 | 1 | Ea. |  | 5919.1719 |  | 5919.1719 | 4 | Ea. |  | 4800.1339 |  | 19200.5357 | 1 | Ea. |  | 5919.1719 |  | 5919.1719 | 1 | Ea. |  | 5919.1719 |  | 5919.1719 | 1 | Ea. |  | 5919.1719 |  | 5919.1719 | 1 | Ea. |  | 5919.1719 |  | 5919.1719 | 1 | Ea. |  | 5919.1719 |  | 5919.1719 | 1 | Ea. |  | 5919.1719 |  | 5919.1719 | 4 | Ea. |  | #N/A |  | #N/A
| 06-00-00~~06-00-08.8005 | 302-01-00~~302-01-08.8005 | 302- | 01- | 06- | 00- | 302- | 01- | 08.8005 | SS Contractor - Other | [31 empty] | T_M_850 |  | SubL | 8 | 8 | 08.8005 |  | Substation Project Scheduling Services | [6 empty] | C |  | 0 | Ea. |  | 0 |  | 0 | 0 | Ea. |  | 0 |  | 0 | 0 | Ea. |  | 0 |  | 0 | 0 | Ea. |  | 0 |  | 0 | 0 | Ea. |  | 0 |  | 0 | 0 | Ea. |  | 0 |  | 0 | 0 | Ea. |  | 0 |  | 0 | 0 | Ea. |  | 0 |  | 0 | 0 | Ea. |  | 0 |  | 0 | 0 | Ea. |  | 0 |  | 0 | 0 | Ea. |  | 0 |  | 0 | 0 | Ea. |  | 0 |  | 0 | 0 | Ea. |  | #N/A |  | #N/A
| 06-00-00~~06-00-08.8006 | 302-01-00~~302-01-08.8006 | 302- | 01- | 06- | 00- | 302- | 01- | 08.8006 | SS Contractor - Other | [18 empty] | 2500 | Updated 11/10/22 | [11 empty] | T_M_851 |  | SubL | 8 | 8 | 08.8006 |  | Substation Project Document Control Services | [6 empty] | C |  | 4 | Ea. |  | 3000.0837 |  | 12000.3348 | 4 | Ea. |  | 3000.0837 |  | 12000.3348 | 1 | Ea. |  | 3699.4824 |  | 3699.4824 | 1 | Ea. |  | 3699.4824 |  | 3699.4824 | 1 | Ea. |  | 3699.4824 |  | 3699.4824 | 4 | Ea. |  | 3000.0837 |  | 12000.3348 | 1 | Ea. |  | 3699.4824 |  | 3699.4824 | 1 | Ea. |  | 3699.4824 |  | 3699.4824 | 1 | Ea. |  | 3699.4824 |  | 3699.4824 | 1 | Ea. |  | 3699.4824 |  | 3699.4824 | 1 | Ea. |  | 3699.4824 |  | 3699.4824 | 1 | Ea. |  | 3699.4824 |  | 3699.4824 | 4 | Ea. |  | #N/A |  | #N/A
| 06-00-00~~06-00-08.8997 | 302-01-00~~302-01-08.8997 | 302- | 01- | 06- | 00- | 302- | 01- | 08.8997 | SS Contractor - LOC | [31 empty] | T_M_852 |  | SubL | 8 | 8 | 08.8997 |  | Letter of Credit for Substation Contractor | [6 empty] | C |  | 0 | LS |  | 0 |  | 0 | 0 | LS |  | 0 |  | 0 | 0 | LS |  | 0 |  | 0 | 0 | LS |  | 0 |  | 0 | 0 | LS |  | 0 |  | 0 | 0 | LS |  | 0 |  | 0 | 0 | LS |  | 0 |  | 0 | 0 | LS |  | 0 |  | 0 | 0 | LS |  | 0 |  | 0 | 0 | LS |  | 0 |  | 0 | 0 | LS |  | 0 |  | 0 | 0 | LS |  | 0 |  | 0 | 0 | LS |  | #N/A |  | #N/A
| 06-00-00~~06-00-08.8998 | 302-01-00~~302-01-08.8998 | 302- | 01- | 06- | 00- | 302- | 01- | 08.8998 | SS Contractor - Sales Tax | [31 empty] | T_M_853 |  | SubL | 8 | 8 | 08.8998 |  | Substation Sales Tax | [6 empty] | C |  | 0 | LS |  | 0 |  | 0 | 0 | LS |  | 0 |  | 0 | 0 | LS |  | 0 |  | 0 | 0 | LS |  | 0 |  | 0 | 0 | LS |  | 0 |  | 0 | 0 | LS |  | 0 |  | 0 | 0 | LS |  | 0 |  | 0 | 0 | LS |  | 0 |  | 0 | 0 | LS |  | 0 |  | 0 | 0 | LS |  | 0 |  | 0 | 0 | LS |  | 0 |  | 0 | 0 | LS |  | 0 |  | 0 | 0 | LS |  | #N/A |  | #N/A
| 06-00-00~~06-00-08.8999 | 302-01-00~~302-01-08.8999 | 302- | 01- | 06- | 00- | 302- | 01- | 08.8999 | SS Contractor - Other | [31 empty] | T_M_854 |  | SubL | 8 | 8 | 08.8999 |  | Substation Other Cost Considerations | [6 empty] | C |  | 0 | LS |  | 0 |  | 0 | 0 | LS |  | 0 |  | 0 | 0 | LS |  | 0 |  | 0 | 0 | LS |  | 0 |  | 0 | 0 | LS |  | 0 |  | 0 | 0 | LS |  | 0 |  | 0 | 0 | LS |  | 0 |  | 0 | 0 | LS |  | 0 |  | 0 | 0 | LS |  | 0 |  | 0 | 0 | LS |  | 0 |  | 0 | 0 | LS |  | 0 |  | 0 | 0 | LS |  | 0 |  | 0 | 0 | LS |  | #N/A |  | #N/A
[7 empty] | Header |  | 8.99 | [32 empty] | T_M_877 |  |  |  |  | 8.99 |  | SUBSTATION LUMP SUM INSTALL ELECTRICAL MATERIAL | [6 empty] | C
| 06-00-00~~06-00-08.9989 | 302-01-00~~302-01-08.9989 | 302- | 01- | 06- | 00- | 302- | 01- | 08.9989 | SS Contractor - Mob | [31 empty] | T_M_878 |  | SubL | 8 | 8 | 08.9989 |  | Substation Mobilization | [6 empty] | C |  | 0 | LS |  | 120003.3481 |  | 0 | 0 | LS |  | 120003.3481 |  | 0 | 0 | LS |  | 35515.0312 |  | 0 | 0 | LS |  | 35515.0312 |  | 0 | 0 | LS |  | 35515.0312 |  | 0 | 0 | LS |  | 120003.3481 |  | 0 | 0 | LS |  | 35515.0312 |  | 0 | 0 | LS |  | 35515.0312 |  | 0 | 0 | LS |  | 35515.0312 |  | 0 | 0 | LS |  | 35515.0312 |  | 0 | 0 | LS |  | 35515.0312 |  | 0 | 0 | LS |  | 35515.0312 |  | 0 | 0 | LS |  | #N/A |  | #N/A
| 06-00-00~~06-00-08.9990 | 302-01-00~~302-01-08.9990 | 302- | 01- | 06- | 00- | 302- | 01- | 08.9990 | SS Contractor - Civil | [31 empty] | T_M_879 |  | SubL | 8 | 8 | 08.9990 |  | Substation Lump Sum Civil Work | [6 empty] | C |  | 0 | LS |  | 1529092.5902 |  | 0 | 0 | LS |  | 313368.4297 |  | 0 | 0 | LS |  | 61718.7446 |  | 0 | 0 | LS |  | 118799.0897 |  | 0 | 0 | LS |  | 118799.0897 |  | 0 | 0 | LS |  | 740891.3879 |  | 0 | 0 | LS |  | 118799.0897 |  | 0 | 0 | LS |  | 118799.0897 |  | 0 | 0 | LS |  | 118799.0897 |  | 0 | 0 | LS |  | 118799.0897 |  | 0 | 0 | LS |  | 118799.0897 |  | 0 | 0 | LS |  | 118799.0897 |  | 0 | 0 | LS |  | #N/A |  | #N/A
| 06-00-00~~06-00-08.9991 | 302-01-00~~302-01-08.9991 | 302- | 01- | 06- | 00- | 302- | 01- | 08.9991 | SS Contractor - Concrete | [31 empty] | T_M_880 |  | SubL | 8 | 8 | 08.9991 |  | Substation Lump Sum Concrete Work | [6 empty] | C |  | 0 | LS |  | 199847.8518 |  | 0 | 0 | LS |  | 179348.3456 |  | 0 | 0 | LS |  | 19942.3911 |  | 0 | 0 | LS |  | 36497.1956 |  | 0 | 0 | LS |  | 36497.1956 |  | 0 | 0 | LS |  | 223040.1409 |  | 0 | 0 | LS |  | 36497.1956 |  | 0 | 0 | LS |  | 10879.1196 |  | 0 | 0 | LS |  | 36497.1956 |  | 0 | 0 | LS |  | 36497.1956 |  | 0 | 0 | LS |  | 36497.1956 |  | 0 | 0 | LS |  | 36497.1956 |  | 0 | 0 | LS |  | #N/A |  | #N/A
| 06-00-00~~06-00-08.9992 | 302-01-00~~302-01-08.9992 | 302- | 01- | 06- | 00- | 302- | 01- | 08.9992 | SS Contractor - Conduit | [31 empty] | T_M_881 |  | SubL | 8 | 8 | 08.9992 |  | Substation Lump Sum Supply & install conduit&cable | [6 empty] | C |  | 0 | LS |  | 104218.4267 |  | 0 | 0 | LS |  | 78321.982 |  | 0 | 0 | LS |  | 1783.8344 |  | 0 | 0 | LS |  | 1293.2799 |  | 0 | 0 | LS |  | 1293.2799 |  | 0 | 0 | LS |  | 31007.6917 |  | 0 | 0 | LS |  | 1293.2799 |  | 0 | 0 | LS |  | 3567.6687 |  | 0 | 0 | LS |  | 1293.2799 |  | 0 | 0 | LS |  | 1293.2799 |  | 0 | 0 | LS |  | 1293.2799 |  | 0 | 0 | LS |  | 1293.2799 |  | 0 | 0 | LS |  | #N/A |  | #N/A
| 06-00-00~~06-00-08.9993 | 302-01-00~~302-01-08.9993 | 302- | 01- | 06- | 00- | 302- | 01- | 08.9993 | SS Contractor - Ground | [31 empty] | T_M_882 |  | SubL | 8 | 8 | 08.9993 |  | Substation Lump Sum Supply & install ground grid | [6 empty] | C |  | 0 | LS |  | 119235.5427 |  | 0 | 0 | LS |  | 107409.2127 |  | 0 | 0 | LS |  | 17757.5156 |  | 0 | 0 | LS |  | 17757.5156 |  | 0 | 0 | LS |  | 17757.5156 |  | 0 | 0 | LS |  | 119235.5427 |  | 0 | 0 | LS |  | 17757.5156 |  | 0 | 0 | LS |  | 11098.4472 |  | 0 | 0 | LS |  | 17757.5156 |  | 0 | 0 | LS |  | 17757.5156 |  | 0 | 0 | LS |  | 17757.5156 |  | 0 | 0 | LS |  | 17757.5156 |  | 0 | 0 | LS |  | #N/A |  | #N/A
| 06-00-00~~06-00-08.9994 | 302-01-00~~302-01-08.9994 | 302- | 01- | 06- | 00- | 302- | 01- | 08.9994 | SS Contractor - Electrical | [31 empty] | T_M_883 |  | SubL | 8 | 8 | 08.9994 |  | Substation Lump Sum Supply & install Electrical | [6 empty] | C |  | 0 | LS |  | 438207.3641 |  | 0 | 0 | LS |  | 304155.8556 |  | 0 | 0 | LS |  | 97130.4806 |  | 0 | 0 | LS |  | 88365.8246 |  | 0 | 0 | LS |  | 88365.8246 |  | 0 | 0 | LS |  | 247239.458 |  | 0 | 0 | LS |  | 88365.8246 |  | 0 | 0 | LS |  | 103835.5076 |  | 0 | 0 | LS |  | 88365.8246 |  | 0 | 0 | LS |  | 88365.8246 |  | 0 | 0 | LS |  | 88365.8246 |  | 0 | 0 | LS |  | 88365.8246 |  | 0 | 0 | LS |  | #N/A |  | #N/A
| 06-00-00~~06-00-08.9995 | 302-01-00~~302-01-08.9995 | 302- | 01- | 06- | 00- | 302- | 01- | 08.9995 | SS Contractor - Buss/Steel | [31 empty] | T_M_884 |  | SubL | 8 | 8 | 08.9995 |  | Substation Lump Sum Supply & install buss & steel | [6 empty] | C |  | 0 | LS |  | 141081.6331 |  | 0 | 0 | LS |  | 123785.3826 |  | 0 | 0 | LS |  | 23829.1653 |  | 0 | 0 | LS |  | 46321.7224 |  | 0 | 0 | LS |  | 46321.7224 |  | 0 | 0 | LS |  | 202600.5095 |  | 0 | 0 | LS |  | 46321.7224 |  | 0 | 0 | LS |  | 44603.6828 |  | 0 | 0 | LS |  | 46321.7224 |  | 0 | 0 | LS |  | 46321.7224 |  | 0 | 0 | LS |  | 46321.7224 |  | 0 | 0 | LS |  | 46321.7224 |  | 0 | 0 | LS |  | #N/A |  | #N/A
| 06-00-00~~06-00-08.9996 | 302-01-00~~302-01-08.9996 | 302- | 01- | 06- | 00- | 302- | 01- | 08.9996 | SS Contractor - Other | [31 empty] | T_M_885 |  | SubL | 8 | 8 | 08.9996 |  | Substation Lump Sum Contractor other |  |  |  | (G&A, QA/QC, testing, commissioning) |  |  | C |  | 0 | LS |  | 298052.6633 |  | 0 | 0 | LS |  | 295075.0742 |  | 0 | 0 | LS |  | 92636.1794 |  | 0 | 0 | LS |  | 154067.7945 |  | 0 | 0 | LS |  | 154067.7945 |  | 0 | 0 | LS |  | 292552.5796 |  | 0 | 0 | LS |  | 154067.7945 |  | 0 | 0 | LS |  | 154067.7945 |  | 0 | 0 | LS |  | 154067.7945 |  | 0 | 0 | LS |  | 154067.7945 |  | 0 | 0 | LS |  | 154067.7945 |  | 0 | 0 | LS |  | 154067.7945 |  | 0 | 0 | LS |  | #N/A |  | #N/A
| 06-00-00~~06-00-08.9997 | 302-01-00~~302-01-08.9997 | 302- | 01- | 06- | 00- | 302- | 01- | 08.9997 | SS Contractor - DeMob | [12 empty] | 1 | [5 empty] | 1 | [12 empty] | T_M_886 |  | SubL | 8 | 8 | 08.9997 |  | Substation Lump Sum De-mobilization | [6 empty] | C |  | 0 | LS |  | 30000.837 |  | 0 | 0 | LS |  | 30000.837 |  | 0 | 0 | LS |  | 8878.7578 |  | 0 | 0 | LS |  | 8878.7578 |  | 0 | 0 | LS |  | 8878.7578 |  | 0 | 0 | LS |  | 30000.837 |  | 0 | 0 | LS |  | 8878.7578 |  | 0 | 0 | LS |  | 8878.7578 |  | 0 | 0 | LS |  | 8878.7578 |  | 0 | 0 | LS |  | 8878.7578 |  | 0 | 0 | LS |  | 8878.7578 |  | 0 | 0 | LS |  | 8878.7578 |  | 0 | 0 | LS |  | #N/A |  | #N/A
302-01~~302-01-08.9987 |  |  | 302- | 01- |  |  |  |  | 08.9987 | [13 empty] | 1 | [5 empty] | 1 | [12 empty] | T_M_887 |  | SubL | 8 | 8 | 766 |  | Install Pole Mounted Recloser | [6 empty] | C |  | 0 | Ea. |  | 0 |  | 0 | 0 | Ea. |  | 0 |  | 0 | 0 | Ea. |  | 0 |  | 0 | 0 | Ea. |  | 0 |  | 0 | 0 | Ea. |  | 0 |  | 0 | 0 | Ea. |  | 0 |  | 0 | 0 | Ea. |  | 0 |  | 0 | 0 | Ea. |  | 0 |  | 0 | 0 | Ea. |  | 0 |  | 0 | 0 | Ea. |  | 0 |  | 0 | 0 | Ea. |  | 0 |  | 0 | 0 | Ea. |  | 0 |  | 0 | 0 | Ea. |  | #N/A |  | #N/A
302-01~~302-01-08.9988 |  |  | 302- | 01- |  |  |  |  | 08.9988 | [13 empty] | 1 | [5 empty] | 1 | [12 empty] | T_M_888 |  | SubL | 8 | 8 | 767 |  | Install Pad Mounted Switchgear with Foundation | [6 empty] | C |  | 0 | Ea. |  | 0 |  | 0 | 0 | Ea. |  | 0 |  | 0 | 0 | Ea. |  | 0 |  | 0 | 0 | Ea. |  | 0 |  | 0 | 0 | Ea. |  | 0 |  | 0 | 0 | Ea. |  | 0 |  | 0 | 0 | Ea. |  | 0 |  | 0 | 0 | Ea. |  | 0 |  | 0 | 0 | Ea. |  | 0 |  | 0 | 0 | Ea. |  | 0 |  | 0 | 0 | Ea. |  | 0 |  | 0 | 0 | Ea. |  | 0 |  | 0 | 0 | Ea. |  | #N/A |  | #N/A
[42 empty] | T_M_889 |  |  |  | - | 768 |  | - |  |  | - | - | - | - |  |  | - | - |  | - |  | - | - | - |  | - |  | - | - | - |  | - |  | - | - | - |  | - |  | - | - | - |  | - |  | - | - | - |  | - |  | - | - | - |  | - |  | - | - | - |  | - |  | - | - | - |  | - |  | - | - | - |  | - |  | - | - | - |  | - |  | - | - | - |  | - |  | - | - | - |  | - |  | -
[42 empty] | T_M_890 |  |  |  |  | 769 | [15 empty] | 2979740.2569 | [5 empty] | 1551468.4675 | [5 empty] | 359192.1 | [5 empty] | 471981.1802 | [5 empty] | 471981.1802 | [5 empty] | 1886568.1473 | [5 empty] | 471981.1802 | [5 empty] | 455730.068 | [5 empty] | 471981.1802 | [5 empty] | 471981.1802 | [5 empty] | 471981.1802 | [5 empty] | 471981.1802 | [5 empty] | #N/A
[42 empty] | T_M_891 |  |  |  |  | 770
[7 empty] | Header |  | SY-7.0 | [32 empty] | T_M_892 |  |  |  |  | SY-7 |  | SWITCHYARD MATERIAL
[36 empty] | T_A_217 |  | T_A_218 | T_A_781 |  |  | T_M_893 |  |  |  | - | [11 empty] | No Requirements |  | Excluded | No Requirements |  |  | No Requirements | [5 empty] | No Requirements | [5 empty] | No Requirements |  | Excluded | No Requirements |  |  | No Requirements |  | Excluded | No Requirements |  |  | No Requirements |  | Excluded | No Requirements |  |  | No Requirements |  | Excluded | No Requirements |  |  | No Requirements |  | Excluded | No Requirements |  |  | No Requirements |  | Excluded | No Requirements |  |  | No Requirements |  | Excluded | No Requirements |  |  | No Requirements |  | Excluded | No Requirements |  |  | No Requirements |  | Excluded | No Requirements
| 06-01-00~~06-01-07.7002 | 551-01-00~~551-01-07.7002 |  |  | 06- | 01- | 551- | 01- | 07.7002 | SY Material | [31 empty] | T_M_894 |  |  | 9 |  | SY-7.7002 |  | SWITCHYARD MATERIAL | [6 empty] | US |  | 0 | LS |  | 2880000 |  | 0 | 0 | LS |  | 0 |  | 0 | 0 | LS |  | 0 |  | 0 | 0 | LS |  | 0 |  | 0 | 0 | LS |  | 0 |  | 0 | 0 | LS |  | 0 |  | 0 | 0 | LS |  | 0 |  | 0 | 0 | LS |  | 0 |  | 0 | 0 | LS |  | 0 |  | 0 | 0 | LS |  | 0 |  | 0 | 0 | LS |  | 0 |  | 0 | 0 | LS |  | 0 |  | 0 | 1 | LS |  | 0 |  | 0
[42 empty] | T_M_895 |  |  |  | - | 774 |  | - |  |  | - | - | - | - |  |  | - | - |  | - |  | - | - | - |  | - |  | - | - | - |  | - |  | - | - | - |  | - |  | - | - | - |  | - |  | - | - | - |  | - |  | - | - | - |  | - |  | - | - | - |  | - |  | - | - | - |  | - |  | - | - | - |  | - |  | - | - | - |  | - |  | - | - | - |  | - |  | - | - | - |  | - |  | -
[42 empty] | T_M_896 |  |  |  |  | 775 | [15 empty] | 0 | [5 empty] | 0 | [5 empty] | 0 | [5 empty] | 0 | [5 empty] | 0 | [5 empty] | 0 | [5 empty] | 0 | [5 empty] | 0 | [5 empty] | 0 | [5 empty] | 0 | [5 empty] | 0 | [5 empty] | 0 | [5 empty] | 0
[42 empty] | T_M_897 |  |  |  |  | 776
[7 empty] | Header |  | 9.0 | [32 empty] | T_M_898 |  |  |  |  | 9.0 |  | SWITCHYARD INSTALLATION
| 06-01-00~~06-01-09.8005 | 305-01-00~~305-01-09.8005 |  |  | 06- | 01- | 305- | 01- | 09.8005 | Install Substation | [31 empty] | T_M_899 |  |  | 9.1 | 9.1 | 09.8005 |  | SWITCHYARD INSTALLATION | [6 empty] | C |  | 0 | LS |  | 3805864.7309 |  | 0 | 0 | LS |  | 0 |  | 0 | 0 | LS |  | 0 |  | 0 | 0 | LS |  | 0 |  | 0 | 0 | LS |  | 0 |  | 0 | 0 | LS |  | 0 |  | 0 | 0 | LS |  | 0 |  | 0 | 0 | LS |  | 0 |  | 0 | 0 | LS |  | 0 |  | 0 | 0 | LS |  | 0 |  | 0 | 0 | LS |  | 0 |  | 0 | 0 | LS |  | 0 |  | 0 | 1 | LS |  | 0 |  | 0
[42 empty] | T_M_900 |  |  |  | - | 779 |  |  |  |  | - | - | - | - |  |  | - | - |  | - |  | - | - | - |  | - |  | - | - | - |  | - |  | - | - | - |  | - |  | - | - | - |  | - |  | - | - | - |  | - |  | - | - | - |  | - |  | - | - | - |  | - |  | - | - | - |  | - |  | - | - | - |  | - |  | - | - | - |  | - |  | - | - | - |  | - |  | - | - | - |  | - |  | -
[42 empty] | T_M_901 |  |  |  |  | 780 | [15 empty] | 0 | [5 empty] | 0 | [5 empty] | 0 | [5 empty] | 0 | [5 empty] | 0 | [5 empty] | 0 | [5 empty] | 0 | [5 empty] | 0 | [5 empty] | 0 | [5 empty] | 0 | [5 empty] | 0 | [5 empty] | 0 | [5 empty] | 0
[42 empty] | T_M_902 |  |  |  |  | 781
[7 empty] | Header |  | 10.0 |  |  |  | 115 kva |  |  |  | 115 kva | [13 empty] | Mva | [10 empty] | T_M_903 |  | Tline | 10 | 10.1 | 10.0 |  | GEN TIE LINE MATERIAL - NEER
| 06-00-00~~06-00-10.1001 | 550-01-00~~550-01-10.1001 |  |  | 06- | 00- | 550- | 01- | 10.1001 | TL - Material | [12 empty] | 1.1 | Lookup | 2018-10-08 |  |  |  | 1 | Lookup | Updated 8/25/14 | [10 empty] | T_M_904 |  | Tline | 10 | 10.1 | 10.1001 |  | GEN TIE LINE MATERIAL - NEER | [6 empty] | US |  | 0 | LS |  | 0 |  | 0 | 0 | LS |  | 0 |  | 0 | 0 | LS |  | 0 |  | 0 | 0 | LS |  | 0 |  | 0 | 0 | LS |  | 0 |  | 0 | 0 | LS |  | 0 |  | 0 | 0 | LS |  | 0 |  | 0 | 0 | LS |  | 0 |  | 0 | 0 | LS |  | 0 |  | 0 | 0 | LS |  | 0 |  | 0 | 0 | LS |  | 0 |  | 0 | 0 | LS |  | 0 |  | 0 | 1 | LS |  | Use T-Line Template |  | #VALUE!
[42 empty] | T_M_905 |  |  |  |  | 784
[42 empty] | T_M_906 |  |  |  |  | 785 | [12 empty] | Material $/Mile | 0 |  | 0 |  |  | Material $/Mile | 0 |  | 0 |  |  | Material $/Mile | 0 |  | 0 |  |  | Material $/Mile | 0 |  | 0 |  |  | Material $/Mile | 0 |  | 0 |  |  | Material $/Mile | 0 |  | 0 |  |  | Material $/Mile | 0 |  | 0 |  |  | Material $/Mile | 0 |  | 0 |  |  | Material $/Mile | 0 |  | 0 |  |  | Material $/Mile | 0 |  | 0 |  |  | Material $/Mile | 0 |  | 0 |  |  | Material $/Mile | 0 |  | 0 |  |  | Material $/Mile | #VALUE! |  | #VALUE!
[42 empty] | T_M_907 |  |  |  |  | 786 | [13 empty] | 0 | [5 empty] | 0 | [5 empty] | 0 | [5 empty] | 0 | [5 empty] | 0 | [5 empty] | 0 | [5 empty] | 0 | [5 empty] | 0 | [5 empty] | 0 | [5 empty] | 0 | [5 empty] | 0 | [5 empty] | 0 | [5 empty] | #VALUE!
[7 empty] | Header |  | 11.0 | [32 empty] | T_M_908 |  |  |  |  | 11.0 |  | GEN TIE LINE CONSTRUCTION - CONTRACTOR
| 06-00-00~~06-00-11.3001 | 304-01-00~~304-01-11.3001 |  |  | 06- | 00- | 304- | 01- | 11.3001 | TL - Install | [12 empty] | 1.82 | Lookup | 2018-10-08 |  |  |  | 1 | Lookup | Updated 8/25/14 | [10 empty] | T_M_909 |  | Tline | 11 | 11 | 11.3001 |  | GEN TIE LINE CONSTRUCTION - CONTRACTOR | [6 empty] | C |  | 0 | LS |  | 0 |  | 0 | 0 | LS |  | 0 |  | 0 | 0 | LS |  | 0 |  | 0 | 0 | LS |  | 0 |  | 0 | 0 | LS |  | 0 |  | 0 | 0 | LS |  | 0 |  | 0 | 0 | LS |  | 0 |  | 0 | 0 | LS |  | 0 |  | 0 | 0 | LS |  | 0 |  | 0 | 0 | LS |  | 0 |  | 0 | 0 | LS |  | 0 |  | 0 | 0 | LS |  | 0 |  | 0 | 1 | LS |  | Use T-Line Template |  | #VALUE!
[42 empty] | T_M_910 |  |  |  |  | 789
[42 empty] | T_M_911 |  |  |  |  | 790 | [12 empty] | Installation $/Mile | 0 |  | 0 |  |  | Installation $/Mile | 0 |  | 0 |  |  | Installation $/Mile | 0 |  | 0 |  |  | Installation $/Mile | 0 |  | 0 |  |  | Installation $/Mile | 0 |  | 0 |  |  | Installation $/Mile | 0 |  | 0 |  |  | Installation $/Mile | 0 |  | 0 |  |  | Installation $/Mile | 0 |  | 0 |  |  | Installation $/Mile | 0 |  | 0 |  |  | Installation $/Mile | 0 |  | 0 |  |  | Installation $/Mile | 0 |  | 0 |  |  | Installation $/Mile | 0 |  | 0 |  |  | Installation $/Mile | #VALUE! |  | #VALUE!
[42 empty] | T_M_912 |  |  |  |  | 791 | [12 empty] | Material + Install $/Mile | 0 |  |  |  |  | Material + Install $/Mile | 0 |  |  |  |  | Material + Install $/Mile | 0 |  |  |  |  | Material + Install $/Mile | 0 |  |  |  |  | Material + Install $/Mile | 0 |  |  |  |  | Material + Install $/Mile | 0 |  |  |  |  | Material + Install $/Mile | 0 |  |  |  |  | Material + Install $/Mile | 0 |  |  |  |  | Material + Install $/Mile | 0 |  |  |  |  | Material + Install $/Mile | 0 |  |  |  |  | Material + Install $/Mile | 0 |  |  |  |  | Material + Install $/Mile | 0 |  |  |  |  | Material + Install $/Mile | #VALUE!
[7 empty] | Header |  | 13.0 | [32 empty] | T_M_913 |  |  |  |  | 13.0 |  | MET's, O&M BLDG. & MISC. SITE CONSTRUCTION
[42 empty] | T_M_914 |  |  |  | - | 793 |  | - |  |  | - | - | - | - |  |  | - | - |  | - |  | - | - | - |  | - |  | - | - | - |  | - |  | - | - | - |  | - |  | - | - | - |  | - |  | - | - | - |  | - |  | - | - | - |  | - |  | - | - | - |  | - |  | - | - | - |  | - |  | - | - | - |  | - |  | - | - | - |  | - |  | - | - | - |  | - |  | - | - | - |  | - |  | -
[7 empty] | Header |  | 13.1 | [32 empty] | T_M_915 |  | O&M | 13.1 | 13 | 13.1 |  | MET STATIONS - PERMANENT
| 09-00-00~~09-00-13.1006 | 571-01-00~~571-01-13.1006 |  |  | 09- | 00- | 571- | 01- | 13.1006 | MET | [12 empty] | 55000 | 2018-10-08 |  |  |  |  | 50000 | Updated 5/2017 | [11 empty] | T_M_916 |  | O&M | 13.1 | 13 | 13.1006 |  | "New" Permanent MET Station Equipment | [6 empty] | US |  | 2 | Ea. |  | 59640.5164 |  | 119281.0329 | 2 | Ea. |  | 59640.5164 |  | 119281.0329 | 2 | Ea. |  | 73156.6025 |  | 146313.205 | 2 | Ea. |  | 73156.6025 |  | 146313.205 | 2 | Ea. |  | 73156.6025 |  | 146313.205 | 2 | Ea. |  | 59640.5164 |  | 119281.0329 | 2 | Ea. |  | 73156.6025 |  | 146313.205 | 2 | Ea. |  | 73156.6025 |  | 146313.205 | 2 | Ea. |  | 73156.6025 |  | 146313.205 | 2 | Ea. |  | 73156.6025 |  | 146313.205 | 2 | Ea. |  | 73156.6025 |  | 146313.205 | 2 | Ea. |  | 73156.6025 |  | 146313.205 | #VALUE! | Ea. |  | #N/A |  | #N/A
| 09-00-00~~09-00-13.1007 | 571-01-00~~571-01-13.1007 |  |  | 09- | 00- | 571- | 01- | 13.1007 | MET | [12 empty] | 3520 | Updated 7/2019 |  |  |  |  | 3200 | Updated 7/2019 | [11 empty] | T_M_917 |  | O&M | 13.1 | 13 | 13.1007 |  | "New" Permanent MET Station Install | [6 empty] | US |  | 2 | Ea. |  | 3816.9931 |  | 7633.9861 | 2 | Ea. |  | 3816.9931 |  | 7633.9861 | 2 | Ea. |  | 4682.0226 |  | 9364.0451 | 2 | Ea. |  | 4682.0226 |  | 9364.0451 | 2 | Ea. |  | 4682.0226 |  | 9364.0451 | 2 | Ea. |  | 3816.9931 |  | 7633.9861 | 2 | Ea. |  | 4682.0226 |  | 9364.0451 | 2 | Ea. |  | 4682.0226 |  | 9364.0451 | 2 | Ea. |  | 4682.0226 |  | 9364.0451 | 2 | Ea. |  | 4682.0226 |  | 9364.0451 | 2 | Ea. |  | 4682.0226 |  | 9364.0451 | 2 | Ea. |  | 4682.0226 |  | 9364.0451 | #VALUE! | Ea. |  | #N/A |  | #N/A
[7 empty] | Header |  | 13.3 | [32 empty] | T_M_918 |  | O&M | 13 | 13 | 13.3 |  | MET TOWERS - TEMPORARY (1300) | [6 empty] | C
| 09-00-00~~09-00-13.3001 | 571-01-00~~571-01-13.3001 |  |  | 09- | 00- | 571- | 01- | 13.3001 | MET | [12 empty] | 0 | 2018-10-08 |  |  |  |  | 0 | [12 empty] | T_M_919 |  | O&M | 13 | 13 | 13.3001 |  | Construction to remove existing Temporary MET | [6 empty] | C |  | 0 | Ea. |  | 0 |  | 0 | 0 | Ea. |  | 0 |  | 0 | 0 | Ea. |  | 0 |  | 0 | 0 | Ea. |  | 0 |  | 0 | 0 | Ea. |  | 0 |  | 0 | 0 | Ea. |  | 0 |  | 0 | 0 | Ea. |  | 0 |  | 0 | 0 | Ea. |  | 0 |  | 0 | 0 | Ea. |  | 0 |  | 0 | 0 | Ea. |  | 0 |  | 0 | 0 | Ea. |  | 0 |  | 0 | 0 | Ea. |  | 0 |  | 0 | 0 | Ea. |  | #N/A |  | #N/A
[7 empty] | Header |  | 13.4 | [26 empty] | T_A_194 | [5 empty] | T_M_920 |  | O&M | 13 | 13 | 13.4 |  | O&M BUILDING, STORAGE FACILITY, KIOSK | [6 empty] | C |  | Excluded | [5 empty] | Excluded | [5 empty] | Excluded | [5 empty] | Expansion - 2,500 SF | [5 empty] | Expansion - 2,500 SF | [5 empty] | Excluded | [5 empty] | Expansion - 7,500 SF | [5 empty] | Expansion - 7,500 SF | [5 empty] | Expansion - 7,500 SF | [5 empty] | Expansion - 7,500 SF | [5 empty] | Expansion - 2,500 SF | [5 empty] | Expansion - 2,500 SF
| 09-00-00~~09-00-13.4001 | 571-01-00~~571-01-13.4001 |  |  | 09- | 00- | 571- | 01- | 13.4001 | O & M | [12 empty] | 1 | Formula |  |  |  |  | 1 | Formula | [11 empty] | T_M_921 |  | O&M | 13 | 13 | 13.4001 |  | Project O&M Building Site Preparation | [6 empty] | C |  | 0 | Ac. |  | 107105.2131 |  | 0 | 0 | Ac. |  | 103650.7888 |  | 0 | 0 | Ac. |  | 152894.0471 |  | 0 | 1.5 | Ac. |  | 157989.6273 |  | 236984.441 | 1.5 | Ac. |  | 157989.6273 |  | 236984.441 | 0 | Ac. |  | 107105.2131 |  | 0 | 2.5 | Ac. |  | 157989.6273 |  | 394974.0683 | 2.5 | Ac. |  | 157989.6273 |  | 394974.0683 | 2.5 | Ac. |  | 157989.6273 |  | 394974.0683 | 2.5 | Ac. |  | 157989.6273 |  | 394974.0683 | 1.5 | Ac. |  | 157989.6273 |  | 236984.441 | 1.5 | Ac. |  | 157989.6273 |  | 236984.441 | #N/A | Ac. |  | #N/A |  | #N/A
| 09-00-00~~09-00-13.4002 | 571-01-00~~571-01-13.4002 |  |  | 09- | 00- | 571- | 01- | 13.4002 | O & M | [12 empty] | 315 | Updated 3/22/19 |  |  |  |  | 210 | Updated 3/22/19 | [11 empty] | T_M_922 |  | O&M | 13 | 13 | 13.4002 |  | Project O&M Building Supply and Installation | [6 empty] | C |  | 0 | Sf. |  | 250.4902 |  | 0 | 0 | Sf. |  | 250.4902 |  | 0 | 0 | Sf. |  | 307.2577 |  | 0 | 2500 | Sf. |  | 307.2577 |  | 768144.3262 | 2500 | Sf. |  | 307.2577 |  | 768144.3262 | 0 | Sf. |  | 250.4902 |  | 0 | 7500 | Sf. |  | 307.2577 |  | 2304432.9785 | 7500 | Sf. |  | 307.2577 |  | 2304432.9785 | 7500 | Sf. |  | 307.2577 |  | 2304432.9785 | 7500 | Sf. |  | 307.2577 |  | 2304432.9785 | 2500 | Sf. |  | 307.2577 |  | 768144.3262 | 2500 | Sf. |  | 307.2577 |  | 768144.3262 | #N/A | Sf. |  | #N/A |  | #N/A
| 09-00-00~~09-00-13.4003 | 571-01-00~~571-01-13.4003 |  |  | 09- | 00- | 571- | 01- | 13.4003 | O & M | [12 empty] | 81250 | 2018-10-08 |  |  |  |  | 50000 | [12 empty] | T_M_923 |  | O&M | 13 | 13 | 13.4003 |  | Observation Viewing Area & Kiosk | [6 empty] | C |  | 0 | Ea. |  | 59640.5164 |  | 0 | 0 | Ea. |  | 59640.5164 |  | 0 | 0 | Ea. |  | 73156.6025 |  | 0 | 0 | Ea. |  | 73156.6025 |  | 0 | 0 | Ea. |  | 73156.6025 |  | 0 | 0 | Ea. |  | 59640.5164 |  | 0 | 0 | Ea. |  | 73156.6025 |  | 0 | 0 | Ea. |  | 73156.6025 |  | 0 | 0 | Ea. |  | 73156.6025 |  | 0 | 0 | Ea. |  | 73156.6025 |  | 0 | 0 | Ea. |  | 73156.6025 |  | 0 | 0 | Ea. |  | 73156.6025 |  | 0 | 0 | Ea. |  | #N/A |  | #N/A
| 09-00-00~~09-00-13.4004 | 571-01-00~~571-01-13.4004 |  |  | 09- | 00- | 571- | 01- | 13.4004 | O & M | [31 empty] | T_M_924 |  | O&M | 13 | 13 | 13.4004 |  | Tornado Shelter | [6 empty] | C |  | 0 | Ea. |  | 0 |  | 0 | 0 | Ea. |  | 0 |  | 0 | 0 | Ea. |  | 0 |  | 0 | 0 | Ea. |  | 0 |  | 0 | 0 | Ea. |  | 0 |  | 0 | 0 | Ea. |  | 0 |  | 0 | 0 | Ea. |  | 0 |  | 0 | 0 | Ea. |  | 0 |  | 0 | 0 | Ea. |  | 0 |  | 0 | 0 | Ea. |  | 0 |  | 0 | 0 | Ea. |  | 0 |  | 0 | 0 | Ea. |  | 0 |  | 0 | 0 | Ea. |  | #N/A |  | #N/A
[7 empty] | Header |  | 13.5 | [32 empty] | T_M_925 |  | O&M | 13 | 13 | 13.5 |  | OTHER MISC. SITE CONSTRUCTION
| 09-00-00~~09-00-13.5001 | 571-01-00~~571-01-13.5001 |  |  | 09- | 00- | 571- | 01- | 13.5001 | O & M | [12 empty] | 0 | 2018-10-08 |  |  |  |  | 0 | [12 empty] | T_M_926 |  | O&M | 13 | 13 | 13.5001 |  | Incidentals & Consumables | [6 empty] | C |  | 0 | Ea. |  | 0 |  | 0 | 0 | Ea. |  | 0 |  | 0 | 0 | Ea. |  | 0 |  | 0 | 0 | Ea. |  | 0 |  | 0 | 0 | Ea. |  | 0 |  | 0 | 0 | Ea. |  | 0 |  | 0 | 0 | Ea. |  | 0 |  | 0 | 0 | Ea. |  | 0 |  | 0 | 0 | Ea. |  | 0 |  | 0 | 0 | Ea. |  | 0 |  | 0 | 0 | Ea. |  | 0 |  | 0 | 0 | Ea. |  | 0 |  | 0 | 0 | Ea. |  | #N/A |  | #N/A
[23 empty] | - | [18 empty] | T_M_927 |  |  |  | - | 806 |  | - |  |  | - | - | - | - |  |  | - | - |  | - |  | - | - | - |  | - |  | - | - | - |  | - |  | - | - | - |  | - |  | - | - | - |  | - |  | - | - | - |  | - |  | - | - | - |  | - |  | - | - | - |  | - |  | - | - | - |  | - |  | - | - | - |  | - |  | - | - | - |  | - |  | - | - | - |  | - |  | - | - | - |  | - |  | -
[42 empty] | T_M_928 |  |  |  |  | 807 | [15 empty] | 126915.019 | [5 empty] | 126915.019 | [5 empty] | 155677.2501 | [5 empty] | 1160806.0172 | [5 empty] | 1160806.0172 | [5 empty] | 126915.019 | [5 empty] | 2855084.2969 | [5 empty] | 2855084.2969 | [5 empty] | 2855084.2969 | [5 empty] | 2855084.2969 | [5 empty] | 1160806.0172 | [5 empty] | 1160806.0172 | [5 empty] | #N/A
[42 empty] | T_M_929 |  |  |  |  | 808
[7 empty] | Header |  | 14.0 | [32 empty] | T_M_930 |  |  |  |  | 14.0 |  | CONTRACTOR GENERAL G&A
[23 empty] | - | [18 empty] | T_M_931 |  |  |  | - | 810 |  | - |  |  | - | - | - | - |  |  | - | - |  | - |  | - | - | - |  | - |  | - | - | - |  | - |  | - | - | - |  | - |  | - | - | - |  | - |  | - | - | - |  | - |  | - | - | - |  | - |  | - | - | - |  | - |  | - | - | - |  | - |  | - | - | - |  | - |  | - | - | - |  | - |  | - | - | - |  | - |  | - | - | - |  | - |  | -
[7 empty] | Header |  | 14.1 | [32 empty] | T_M_932 |  |  |  |  | 14.1 |  | MOB/DEMOB: GENERAL FACILITY SITE
| 04-00-00~~04-00-14.1997 | 301-01-00~~301-01-14.1997 |  |  | 04- | 00- | 301- | 01- | 14.1997 | Contractor Mob | [12 empty] | 1.2 | Formula | Increase unit cost due to historic cost |  |  |  | 1 | Formula |  | Add 20% to G&A | [9 empty] | T_M_933 |  | G&A | 14 | 14 | 14.1997 |  | EPC Lump Sum Construction Mobilization | [6 empty] | C |  | 1 | LS |  | 5116040.1064 |  | 5116040.1064 | 1 | LS |  | 4255950.2162 |  | 4255950.2162 | 1 | LS |  | 2357060.0758 |  | 2357060.0758 | 1 | LS |  | 2751400.609 |  | 2751400.609 | 1 | LS |  | 2802958.3632 |  | 2802958.3632 | 0.5 | LS |  | 2388164.2144 |  | 1194082.1072 | 1 | LS |  | 2707438.1704 |  | 2707438.1704 | 1 | LS |  | 1341331.919 |  | 1341331.919 | 1 | LS |  | 2741532.3002 |  | 2741532.3002 | 1 | LS |  | 2701958.6116 |  | 2701958.6116 | 1 | LS |  | 2741532.3002 |  | 2741532.3002 | 1 | LS |  | 2694066.8521 |  | 2694066.8521 | 1 | LS |  | #N/A |  | #N/A
| 04-00-00~~04-00-14.1998 | 301-01-00~~301-01-14.1998 |  |  | 04- | 00- | 301- | 01- | 14.1998 | Contractor Demob | [12 empty] | 1.2 | Formula | Increase unit cost due to historic cost |  |  |  | 1 | Formula |  | Add 20% to G&A | [9 empty] | T_M_934 |  | G&A | 14 | 14 | 14.1998 |  | EPC Lump Sum Contractor Demobilization | [6 empty] | C |  | 1 | LS |  | 902830.607 |  | 902830.607 | 1 | LS |  | 751050.0382 |  | 751050.0382 | 1 | LS |  | 415951.7781 |  | 415951.7781 | 1 | LS |  | 485541.2839 |  | 485541.2839 | 1 | LS |  | 494639.7111 |  | 494639.7111 | 0.5 | LS |  | 421440.7437 |  | 210720.3719 | 1 | LS |  | 477783.2065 |  | 477783.2065 | 1 | LS |  | 236705.6328 |  | 236705.6328 | 1 | LS |  | 483799.8177 |  | 483799.8177 | 1 | LS |  | 476816.2256 |  | 476816.2256 | 1 | LS |  | 483799.8177 |  | 483799.8177 | 1 | LS |  | 475423.5621 |  | 475423.5621 | 1 | LS |  | #N/A |  | #N/A
[7 empty] | Header |  | 14.2 | [32 empty] | T_M_935 |  | G&A | 14 | 14 | 14.2 |  | SITE FACILITY TRUCKS, TRAILERS | [6 empty] | C |  |  |  | Qty/Mo. | [5 empty] | Qty/Mo. | [5 empty] | Qty/Mo. | [5 empty] | Qty/Mo. | [5 empty] | Qty/Mo. | [5 empty] | Qty/Mo. | [5 empty] | Qty/Mo. | [5 empty] | Qty/Mo. | [5 empty] | Qty/Mo. | [5 empty] | Qty/Mo. | [5 empty] | Qty/Mo. | [5 empty] | Qty/Mo. | [5 empty] | Qty/Mo.
| 05-00-00~~05-00-14.2001 | 504-04-00~~504-04-14.2001 |  |  | 05- | 00- | 504- | 04- | 14.2001 | Contractor G&A | [12 empty] | 4875 | 2018-10-08 |  |  |  |  | 3000 | Changed 10/28/2014 | Revised July 2012 | Add 20% to G&A | [9 empty] | T_M_936 |  | G&A | 14 | 14 | 14.2001 |  | Project Vehicles During Construction | [5 empty] | # Vehicles per Month: | C |  | 190 | Mo. | 10 | 3310.8502 |  | 629061.5421 | 190 | Mo. | 10 | 3310.8502 |  | 629061.5421 | 170 | Mo. | 10 | 3741.2894 |  | 636019.2062 | 170 | Mo. | 10 | 3741.2894 |  | 636019.2062 | 180 | Mo. | 10 | 3741.2894 |  | 673432.1007 | 190 | Mo. | 10 | 3310.8502 |  | 629061.5421 | 130 | Mo. | 10 | 3741.2894 |  | 486367.6283 | 65 | Mo. | 10 | 3741.2894 |  | 243183.8141 | 170 | Mo. | 10 | 3741.2894 |  | 636019.2062 | 190 | Mo. | 10 | 3741.2894 |  | 710844.9952 | 170 | Mo. | 10 | 3741.2894 |  | 636019.2062 | 190 | Mo. | 10 | 3741.2894 |  | 710844.9952 | #VALUE! | Mo. | 10 | #N/A |  | #N/A
| 05-00-00~~05-00-14.2002 | 504-04-00~~504-04-14.2002 |  |  | 05- | 00- | 504- | 04- | 14.2002 | Contractor G&A | [12 empty] | 5850 | 2018-10-08 |  |  |  |  | 3600 | Changed 10/28/2014 | Revised July 2012 | Add 20% to G&A | [9 empty] | T_M_937 |  | G&A | 14 | 14 | 14.2002 |  | Field Office Trailers - Contractor | [5 empty] | # Trailers per Month: | C |  | 114 | Mo. | 6 | 3973.0203 |  | 452924.3103 | 114 | Mo. | 6 | 3973.0203 |  | 452924.3103 | 102 | Mo. | 6 | 4489.5473 |  | 457933.8285 | 102 | Mo. | 6 | 4489.5473 |  | 457933.8285 | 108 | Mo. | 6 | 4489.5473 |  | 484871.1125 | 114 | Mo. | 6 | 3973.0203 |  | 452924.3103 | 78 | Mo. | 6 | 4489.5473 |  | 350184.6924 | 39 | Mo. | 6 | 4489.5473 |  | 175092.3462 | 102 | Mo. | 6 | 4489.5473 |  | 457933.8285 | 114 | Mo. | 6 | 4489.5473 |  | 511808.3965 | 102 | Mo. | 6 | 4489.5473 |  | 457933.8285 | 114 | Mo. | 6 | 4489.5473 |  | 511808.3965 | #VALUE! | Mo. | 6 | #N/A |  | #N/A
| 05-00-00~~05-00-14.2003 | 504-04-00~~504-04-14.2003 |  |  | 05- | 00- | 504- | 04- | 14.2003 | Contractor G&A | [12 empty] | 5850 | 2018-10-08 |  |  |  |  | 3600 | Changed 10/28/2014 | Revised July 2012 | Add 20% to G&A | [9 empty] | T_M_938 |  | G&A | 14 | 14 | 14.2003 |  | Field Office Trailers - NEE | [5 empty] | # Trailers per Month: | C |  | 38 | Mo. | 2 | 3973.0203 |  | 150974.7701 | 38 | Mo. | 2 | 3973.0203 |  | 150974.7701 | 34 | Mo. | 2 | 4489.5473 |  | 152644.6095 | 34 | Mo. | 2 | 4489.5473 |  | 152644.6095 | 36 | Mo. | 2 | 4489.5473 |  | 161623.7042 | 38 | Mo. | 2 | 3973.0203 |  | 150974.7701 | 26 | Mo. | 2 | 4489.5473 |  | 116728.2308 | 13 | Mo. | 2 | 4489.5473 |  | 58364.1154 | 34 | Mo. | 2 | 4489.5473 |  | 152644.6095 | 38 | Mo. | 2 | 4489.5473 |  | 170602.7988 | 34 | Mo. | 2 | 4489.5473 |  | 152644.6095 | 38 | Mo. | 2 | 4489.5473 |  | 170602.7988 | #VALUE! | Mo. | 2 | #N/A |  | #N/A
| 05-00-00~~05-00-14.2004 | 504-04-00~~504-04-14.2004 |  |  | 05- | 00- | 504- | 04- | 14.2004 | Contractor G&A | [12 empty] | 5850 | 2018-10-08 |  |  |  |  | 3600 | Changed 10/28/2014 | Revised July 2012 | Add 20% to G&A | [9 empty] | T_M_939 |  | G&A | 14 | 14 | 14.2004 |  | Field Office Trailers - Module or PCU OEM | [6 empty] | C |  | 9.8891 | Mo. |  | 3973.0203 |  | 39289.6624 | 9.8891 | Mo. |  | 3973.0203 |  | 39289.6624 | 13.8973 | Mo. |  | 4489.5473 |  | 62392.7236 | 13.8973 | Mo. |  | 4489.5473 |  | 62392.7236 | 15.0472 | Mo. |  | 4489.5473 |  | 67555.2421 | 9.8891 | Mo. |  | 3973.0203 |  | 39289.6624 | 6.0616 | Mo. |  | 4489.5473 |  | 27213.8475 | 3.0308 | Mo. |  | 4489.5473 |  | 13606.9238 | 13.8973 | Mo. |  | 4489.5473 |  | 62392.7236 | 9.8891 | Mo. |  | 4489.5473 |  | 44397.6591 | 13.8973 | Mo. |  | 4489.5473 |  | 62392.7236 | 9.8891 | Mo. |  | 4489.5473 |  | 44397.6591 | #VALUE! | Mo. |  | #N/A |  | #N/A
| 05-00-00~~05-00-14.2005 | 504-04-00~~504-04-14.2005 |  |  | 05- | 00- | 504- | 04- | 14.2005 | Contractor G&A | [12 empty] | 19500 | 2018-10-08 |  |  |  |  | 12000 | Changed 10/28/2014 |  | Add 20% to G&A | [9 empty] | T_M_940 |  | G&A | 14 | 14 | 14.2005 |  | Facilities & Infrastructure (sanitary, trash,etc.) | [6 empty] | C |  | 19 | Mo. |  | 13243.4009 |  | 251624.6168 | 19 | Mo. |  | 13243.4009 |  | 251624.6168 | 17 | Mo. |  | 14965.1578 |  | 254407.6825 | 17 | Mo. |  | 14965.1578 |  | 254407.6825 | 18 | Mo. |  | 14965.1578 |  | 269372.8403 | 19 | Mo. |  | 13243.4009 |  | 251624.6168 | 13 | Mo. |  | 14965.1578 |  | 194547.0513 | 6.5 | Mo. |  | 14965.1578 |  | 97273.5257 | 17 | Mo. |  | 14965.1578 |  | 254407.6825 | 19 | Mo. |  | 14965.1578 |  | 284337.9981 | 17 | Mo. |  | 14965.1578 |  | 254407.6825 | 19 | Mo. |  | 14965.1578 |  | 284337.9981 | #VALUE! | Mo. |  | #N/A |  | #N/A
| 05-00-00~~05-00-14.2006 | 504-04-00~~504-04-14.2006 |  |  | 05- | 00- | 504- | 04- | 14.2006 | Contractor G&A | [12 empty] | 975 | 2018-10-08 |  |  |  |  | 600 | Changed 4/21/20 |  | Added for BESS | [9 empty] | T_M_941 |  | G&A | 14 | 14 | 14.2006 |  | Storage (Tools & Parts) Containers | [6 empty] | C |  | 19 | Mo. |  | 662.17 |  | 12581.2308 | 19 | Mo. |  | 662.17 |  | 12581.2308 | 17 | Mo. |  | 748.2579 |  | 12720.3841 | 17 | Mo. |  | 748.2579 |  | 12720.3841 | 18 | Mo. |  | 748.2579 |  | 13468.642 | 19 | Mo. |  | 662.17 |  | 12581.2308 | 13 | Mo. |  | 748.2579 |  | 9727.3526 | 6.5 | Mo. |  | 748.2579 |  | 4863.6763 | 17 | Mo. |  | 748.2579 |  | 12720.3841 | 19 | Mo. |  | 748.2579 |  | 14216.8999 | 17 | Mo. |  | 748.2579 |  | 12720.3841 | 19 | Mo. |  | 748.2579 |  | 14216.8999 | #VALUE! | Mo. |  | #N/A |  | #N/A
[7 empty] | Header |  | 14.3 | [32 empty] | T_M_942 |  | G&A | 14 | 14 | 14.3 |  | SITE SAFETY & SECURITY | [6 empty] | C
| 05-00-00~~05-00-14.3001 | 504-04-00~~504-04-14.3001 |  |  | 05- | 00- | 504- | 04- | 14.3001 | Contractor G&A | [12 empty] | 33150 | 2018-10-08 |  |  |  |  | 20400 | Changed 10/28/2014 |  | Add 20% to G&A | [9 empty] | T_M_943 |  | G&A | 14 | 14 | 14.3001 |  | Site Safety Services | [6 empty] | C |  | 19 | Mo. |  | 22513.7815 |  | 427761.8486 | 19 | Mo. |  | 22513.7815 |  | 427761.8486 | 17 | Mo. |  | 25440.7682 |  | 432493.0602 | 17 | Mo. |  | 25440.7682 |  | 432493.0602 | 18 | Mo. |  | 25440.7682 |  | 457933.8285 | 19 | Mo. |  | 22513.7815 |  | 427761.8486 | 13 | Mo. |  | 25440.7682 |  | 330729.9872 | 6.5 | Mo. |  | 25440.7682 |  | 165364.9936 | 17 | Mo. |  | 25440.7682 |  | 432493.0602 | 19 | Mo. |  | 25440.7682 |  | 483374.5967 | 17 | Mo. |  | 25440.7682 |  | 432493.0602 | 19 | Mo. |  | 25440.7682 |  | 483374.5967 | #VALUE! | Mo. |  | #N/A |  | #N/A
| 05-00-00~~05-00-14.3002 | 504-04-00~~504-04-14.3002 |  |  | 05- | 00- | 504- | 04- | 14.3002 | Contractor G&A | [12 empty] | 29250 | 2018-10-08 |  |  |  |  | 18000 | Changed 4/21/20 |  | Added for BESS | [9 empty] | T_M_944 |  | G&A | 14 | 14 | 14.3002 |  | Safety Equipment & Materials | [6 empty] | C |  | 19 | Mo. |  | 19865.1013 |  | 377436.9252 | 19 | Mo. |  | 19865.1013 |  | 377436.9252 | 17 | Mo. |  | 22447.7367 |  | 381611.5237 | 17 | Mo. |  | 22447.7367 |  | 381611.5237 | 18 | Mo. |  | 22447.7367 |  | 404059.2604 | 19 | Mo. |  | 19865.1013 |  | 377436.9252 | 13 | Mo. |  | 22447.7367 |  | 291820.577 | 6.5 | Mo. |  | 22447.7367 |  | 145910.2885 | 17 | Mo. |  | 22447.7367 |  | 381611.5237 | 19 | Mo. |  | 22447.7367 |  | 426506.9971 | 17 | Mo. |  | 22447.7367 |  | 381611.5237 | 19 | Mo. |  | 22447.7367 |  | 426506.9971 | #VALUE! | Mo. |  | #N/A |  | #N/A
| 05-00-00~~05-00-14.3003 | 504-04-00~~504-04-14.3003 |  |  | 05- | 00- | 504- | 04- | 14.3003 | Contractor G&A | [12 empty] | 46800 | 2018-10-08 |  |  |  |  | 28800 | Changed 10/28/2014 |  | Add 20% to G&A | [9 empty] | T_M_945 |  | G&A | 14 | 14 | 14.3003 |  | General Site Security | [6 empty] | C |  | 19 | Mo. |  | 31784.1621 |  | 603899.0804 | 19 | Mo. |  | 31784.1621 |  | 603899.0804 | 17 | Mo. |  | 35916.3787 |  | 610578.438 | 17 | Mo. |  | 35916.3787 |  | 610578.438 | 18 | Mo. |  | 35916.3787 |  | 646494.8167 | 19 | Mo. |  | 31784.1621 |  | 603899.0804 | 13 | Mo. |  | 35916.3787 |  | 466912.9231 | 6.5 | Mo. |  | 35916.3787 |  | 233456.4616 | 17 | Mo. |  | 35916.3787 |  | 610578.438 | 19 | Mo. |  | 35916.3787 |  | 682411.1954 | 17 | Mo. |  | 35916.3787 |  | 610578.438 | 19 | Mo. |  | 35916.3787 |  | 682411.1954 | #VALUE! | Mo. |  | #N/A |  | #N/A
[7 empty] | Header |  | 14.4 | [32 empty] | T_M_946 |  | G&A | 14 | 14 | 14.4 |  | SITE EPC SUPPORT | [6 empty] | C
| 05-00-00~~05-00-14.4001 | 504-04-00~~504-04-14.4001 |  |  | 05- | 00- | 504- | 04- | 14.4001 | Contractor G&A | [12 empty] | 243750 | 2018-10-08 |  |  |  |  | 150000 | Changed 4/21/20 |  | Added 20% for BESS | [9 empty] | T_M_947 |  | G&A | 14 | 14 | 14.4001 |  | Misc. Field Office G&A (PR, Office setup,etc.) | [6 empty] | C |  | 1 | Lot |  | 198651.0133 |  | 198651.0133 | 1 | Lot |  | 198651.0133 |  | 198651.0133 | 1 | Lot |  | 224477.3669 |  | 224477.3669 | 1 | Lot |  | 224477.3669 |  | 224477.3669 | 1 | Lot |  | 224477.3669 |  | 224477.3669 | 0.5 | Lot |  | 198651.0133 |  | 99325.5066 | 1 | Lot |  | 224477.3669 |  | 224477.3669 | 0.5 | Lot |  | 224477.3669 |  | 112238.6834 | 1 | Lot |  | 224477.3669 |  | 224477.3669 | 1 | Lot |  | 224477.3669 |  | 224477.3669 | 1 | Lot |  | 224477.3669 |  | 224477.3669 | 1 | Lot |  | 224477.3669 |  | 224477.3669 | 1 | Lot |  | #N/A |  | #N/A
| 05-00-00~~05-00-14.4002 | 504-04-00~~504-04-14.4002 |  |  | 05- | 00- | 504- | 04- | 14.4002 | Contractor G&A | [12 empty] | 14625 | 2018-10-08 |  |  |  |  | 9000 | Changed 4/21/20 |  | Added for BESS | [9 empty] | T_M_948 |  | G&A | 14 | 14 | 14.4002 |  | Project Admin. & Site Support Services | [6 empty] | C |  | 19 | Mo. | Normal | 9932.5507 |  | 188718.4626 | 19 | Mo. | Normal | 9932.5507 |  | 188718.4626 | 17 | Mo. | Normal | 11223.8683 |  | 190805.7619 | 17 | Mo. | Normal | 11223.8683 |  | 190805.7619 | 18 | Mo. | Normal | 11223.8683 |  | 202029.6302 | 19 | Mo. | Normal | 9932.5507 |  | 188718.4626 | 13 | Mo. | Normal | 11223.8683 |  | 145910.2885 | 6.5 | Mo. | Normal | 11223.8683 |  | 72955.1442 | 17 | Mo. | Normal | 11223.8683 |  | 190805.7619 | 19 | Mo. | Normal | 11223.8683 |  | 213253.4986 | 17 | Mo. | Normal | 11223.8683 |  | 190805.7619 | 19 | Mo. | Normal | 11223.8683 |  | 213253.4986 | #VALUE! | Mo. | Normal | #N/A |  | #N/A
| 05-00-00~~05-00-14.4003 | 504-04-00~~504-04-14.4003 |  |  | 05- | 00- | 504- | 04- | 14.4003 | Contractor G&A | [12 empty] | 23400 | 2018-10-08 |  |  |  |  | 14400 | Changed 10/28/2014 |  | Add 20% to G&A | [9 empty] | T_M_949 |  | G&A | 14 | 14 | 14.4003 |  | Project Scheduling Services | [6 empty] | C |  | 19 | Mo. |  | 15892.0811 |  | 301949.5402 | 19 | Mo. |  | 15892.0811 |  | 301949.5402 | 17 | Mo. |  | 17958.1894 |  | 305289.219 | 17 | Mo. |  | 17958.1894 |  | 305289.219 | 18 | Mo. |  | 17958.1894 |  | 323247.4083 | 19 | Mo. |  | 15892.0811 |  | 301949.5402 | 13 | Mo. |  | 17958.1894 |  | 233456.4616 | 6.5 | Mo. |  | 17958.1894 |  | 116728.2308 | 17 | Mo. |  | 17958.1894 |  | 305289.219 | 19 | Mo. |  | 17958.1894 |  | 341205.5977 | 17 | Mo. |  | 17958.1894 |  | 305289.219 | 19 | Mo. |  | 17958.1894 |  | 341205.5977 | #VALUE! | Mo. |  | #N/A |  | #N/A
| 05-00-00~~05-00-14.4004 | 504-04-00~~504-04-14.4004 |  |  | 05- | 00- | 504- | 04- | 14.4004 | Contractor G&A | [12 empty] | 15600 | 2018-10-08 |  |  |  |  | 9600 | Changed 10/28/2014 |  | Add 20% to G&A | [9 empty] | T_M_950 |  | G&A | 14 | 14 | 14.4004 |  | Project Document Control Services | [6 empty] | C |  | 19 | Mo. |  | 10594.7207 |  | 201299.6935 | 19 | Mo. |  | 10594.7207 |  | 201299.6935 | 17 | Mo. |  | 11972.1262 |  | 203526.146 | 17 | Mo. |  | 11972.1262 |  | 203526.146 | 18 | Mo. |  | 11972.1262 |  | 215498.2722 | 19 | Mo. |  | 10594.7207 |  | 201299.6935 | 13 | Mo. |  | 11972.1262 |  | 155637.641 | 6.5 | Mo. |  | 11972.1262 |  | 77818.8205 | 17 | Mo. |  | 11972.1262 |  | 203526.146 | 19 | Mo. |  | 11972.1262 |  | 227470.3985 | 17 | Mo. |  | 11972.1262 |  | 203526.146 | 19 | Mo. |  | 11972.1262 |  | 227470.3985 | #VALUE! | Mo. |  | #N/A |  | #N/A
[7 empty] | Header |  | 14.5 | [32 empty] | T_M_951 |  | G&A | 14 | 14 | 14.5 |  | SITE GENERAL OTHER | [6 empty] | C
| 05-00-00~~05-00-14.5001 | 504-04-00~~504-04-14.5001 |  |  | 05- | 00- | 504- | 04- | 14.5001 | Contractor G&A | [12 empty] | 97500 | 2018-10-08 |  |  |  |  | 60000 | Changed 10/28/2014 |  | Add 20% to G&A | [9 empty] | T_M_952 |  | G&A | 14 | 14 | 14.5001 |  | Communications to Field Facilities | [6 empty] | C |  | 1 | Lot |  | 66217.0044 |  | 66217.0044 | 1 | Lot |  | 66217.0044 |  | 66217.0044 | 1 | Lot |  | 74825.789 |  | 74825.789 | 1 | Lot |  | 74825.789 |  | 74825.789 | 1 | Lot |  | 74825.789 |  | 74825.789 | 0.5 | Lot |  | 66217.0044 |  | 33108.5022 | 1 | Lot |  | 74825.789 |  | 74825.789 | 0.5 | Lot |  | 74825.789 |  | 37412.8945 | 1 | Lot |  | 74825.789 |  | 74825.789 | 1 | Lot |  | 74825.789 |  | 74825.789 | 1 | Lot |  | 74825.789 |  | 74825.789 | 1 | Lot |  | 74825.789 |  | 74825.789 | 1 | Lot |  | #N/A |  | #N/A
| 05-00-00~~05-00-14.5002 | 504-04-00~~504-04-14.5002 |  |  | 05- | 00- | 504- | 04- | 14.5002 | Contractor G&A | [12 empty] | 3900 | 2018-10-08 |  |  |  |  | 2400 | Changed 10/28/2014 |  | Add 20% to G&A | [9 empty] | T_M_953 |  | G&A | 14 | 14 | 14.5002 |  | Field Comms: Radios, Repeater, Base Station | [6 empty] | C |  | 19 | Mo. |  | 2648.6802 |  | 50324.9234 | 19 | Mo. |  | 2648.6802 |  | 50324.9234 | 17 | Mo. |  | 2993.0316 |  | 50881.5365 | 17 | Mo. |  | 2993.0316 |  | 50881.5365 | 18 | Mo. |  | 2993.0316 |  | 53874.5681 | 19 | Mo. |  | 2648.6802 |  | 50324.9234 | 13 | Mo. |  | 2993.0316 |  | 38909.4103 | 6.5 | Mo. |  | 2993.0316 |  | 19454.7051 | 17 | Mo. |  | 2993.0316 |  | 50881.5365 | 19 | Mo. |  | 2993.0316 |  | 56867.5996 | 17 | Mo. |  | 2993.0316 |  | 50881.5365 | 19 | Mo. |  | 2993.0316 |  | 56867.5996 | #VALUE! | Mo. |  | #N/A |  | #N/A
| 05-00-00~~05-00-14.5003 | 504-04-00~~504-04-14.5003 |  |  | 05- | 00- | 504- | 04- | 14.5003 | Contractor G&A | [12 empty] | 1.625 | Formula | 2018-10-08 |  |  |  | 1 | Formula |  | Add 20% to G&A |  |  |  | T_A_242 | [5 empty] | T_M_954 |  | LBC | 14 | 14 | 14.5003 |  | Load Bank Commissioning | [6 empty] | C |  | 0 | Lot |  | 121839.2881 |  | 0 | 0 | Lot |  | 121839.2881 |  | 0 | 0 | Lot |  | 59112.3733 |  | 0 | 0 | Lot |  | 59112.3733 |  | 0 | 0 | Lot |  | 59112.3733 |  | 0 | 0 | Lot |  | 121839.2881 |  | 0 | 0 | Lot |  | 59112.3733 |  | 0 | 0 | Lot |  | 56867.5996 |  | 0 | 0 | Lot |  | 59112.3733 |  | 0 | 0 | Lot |  | 56867.5996 |  | 0 | 0 | Lot |  | 59112.3733 |  | 0 | 0 | Lot |  | 56867.5996 |  | 0 | 0 | Lot |  | #VALUE! |  | #VALUE!
| 05-00-00~~05-00-14.5004 | 504-04-00~~504-04-14.5004 |  |  | 05- | 00- | 504- | 04- | 14.5004 | Contractor G&A | [18 empty] | 0 | Changed 10/28/2014 | [11 empty] | T_M_955 |  | G&A | 14 | 14 | 14.5004 |  | Other General Site Requirements | [5 empty] | ***Specify if Used*** | C |  | 0 | Lot |  | 0 |  | 0 | 0 | Lot |  | 0 |  | 0 | 0 | Lot |  | 0 |  | 0 | 0 | Lot |  | 0 |  | 0 | 0 | Lot |  | 0 |  | 0 | 0 | Lot |  | 0 |  | 0 | 0 | Lot |  | 0 |  | 0 | 0 | Lot |  | 0 |  | 0 | 0 | Lot |  | 0 |  | 0 | 0 | Lot |  | 0 |  | 0 | 0 | Lot |  | 0 |  | 0 | 0 | Lot |  | 0 |  | 0 | 0 | Lot |  | #N/A |  | #N/A
| 05-00-00~~05-00-14.5006 | 504-04-00~~504-04-14.5006 |  |  | 05- | 00- | 504- | 04- | 14.5006 | Contractor G&A | [12 empty] | 9% | [5 empty] | 0.07 | Changed 10/28/2014 | [11 empty] | T_M_956 |  | G&A | 14 | 14 | 14.5006 |  | Contractor Risk and Fee | [5 empty] | ***Specify if Used*** | C |  | 0.07 | % |  | 53409461.549 |  | 3738662.3084 | 0.07 | % |  | 50505669.9554 |  | 3535396.8969 | 0.07 | % |  | 24244796.4926 |  | 1697135.7545 | 7% | % |  | 28190329.735 |  | 1973323.0815 | 7% | % |  | 28888968.72 |  | 2022227.8104 | 7% | % |  | 51653888.8903 |  | 3615772.2223 | 7% | % |  | 28178028.4742 |  | 1972461.9932 | 7% | % |  | 28378589.409 |  | 1986501.2586 | 7% | % |  | 28178028.4742 |  | 1972461.9932 | 7% | % |  | 27746772.427 |  | 1942274.0699 | 7% | % |  | 28178028.4742 |  | 1972461.9932 | 7% | % |  | 27746772.427 |  | 1942274.0699 | #N/A | % |  | #VALUE! |  | #VALUE!
[7 empty] | Header |  | 14.6 | [32 empty] | T_M_957 |  | G&A | 14 | 14 | 14.6 |  | PROJECT SPECIFIC ITEMS | [6 empty] | C
| 04-00-00~~04-00-14.6001 | 301-01-00~~301-01-14.6001 |  |  | 04- | 00- | 301- | 01- | 14.6001 | Contractor LOC | [18 empty] | 0 | [12 empty] | T_M_958 |  | G&A | 14 | 14 | 14.6001 |  | EPC - NEE Requested LOC | [6 empty] | C |  | 0 | Lot |  | 0 |  | 0 | 0 | Lot |  | 0 |  | 0 | 0 | Lot |  | 0 |  | 0 | 0 | Lot |  | 0 |  | 0 | 0 | Lot |  | 0 |  | 0 | 0 | Lot |  | 0 |  | 0 | 0 | Lot |  | 0 |  | 0 | 0 | Lot |  | 0 |  | 0 | 0 | Lot |  | 0 |  | 0 | 0 | Lot |  | 0 |  | 0 | 0 | Lot |  | 0 |  | 0 | 0 | Lot |  | 0 |  | 0 | 0 | Lot |  | #N/A |  | #N/A
| 04-00-00~~04-00-14.6002 | 301-01-00~~301-01-14.6002 |  |  | 04- | 00- | 301- | 01- | 14.6002 | Contractor Sales Tax | [18 empty] | 0 | [12 empty] | T_M_959 |  | G&A | 14 | 14 | 14.6002 |  | EPC Sales Tax | [6 empty] | C |  | 0 | Lot |  | 0 |  | 0 | 0 | Lot |  | 0 |  | 0 | 0 | Lot |  | 0 |  | 0 | 0 | Lot |  | 0 |  | 0 | 0 | Lot |  | 0 |  | 0 | 0 | Lot |  | 0 |  | 0 | 0 | Lot |  | 0 |  | 0 | 0 | Lot |  | 0 |  | 0 | 0 | Lot |  | 0 |  | 0 | 0 | Lot |  | 0 |  | 0 | 0 | Lot |  | 0 |  | 0 | 0 | Lot |  | 0 |  | 0 | 0 | Lot |  | #N/A |  | #N/A
| 04-00-00~~04-00-14.9998 | 301-01-00~~301-01-14.9998 |  |  | 04- | 00- | 301- | 01- | 14.9998 | Contractor G&A | [31 empty] | T_M_960 |  | G&A | 14 | 14 | 14.9998 |  | EPC Lump Sum Project Management and Administrative | [6 empty] | C |  | 0 | LS |  | 7691376.9326 |  | 0 | 0 | LS |  | 7488111.521 |  | 0 | 0 | LS |  | 5747743.0299 |  | 0 | 0 | LS |  | 6023930.3569 |  | 0 | 0 | LS |  | 6294992.3924 |  | 0 | 0 | LS |  | 7436052.8376 |  | 0 | 0 | LS |  | 5119911.2406 |  | 0 | 0 | LS |  | 3560225.8823 |  | 0 | 0 | LS |  | 6023069.2686 |  | 0 | 0 | LS |  | 6408875.8569 |  | 0 | 0 | LS |  | 6023069.2686 |  | 0 | 0 | LS |  | 6408875.8569 |  | 0 | 0 | LS |  | #VALUE! |  | #VALUE!
[23 empty] | - | [18 empty] | T_M_961 |  |  |  | - | 840 |  | - | [8 empty] | - | - |  | - |  | - | - | - |  | - |  | - | - | - |  | - |  | - | - | - |  | - |  | - | - | - |  | - |  | - | - | - |  | - |  | - | - | - |  | - |  | - | - | - |  | - |  | - | - | - |  | - |  | - | - | - |  | - |  | - | - | - |  | - |  | - | - | - |  | - |  | - | - | - |  | - |  | -
[42 empty] | T_M_962 |  |  |  |  | 841 | [15 empty] | 13710247.646 | [5 empty] | 12495111.7754 | [5 empty] | 8520754.8838 | [5 empty] | 9260872.2499 | [5 empty] | 9592590.4667 | [5 empty] | 8840855.3166 | [5 empty] | 8305132.6175 | [5 empty] | 5138263.4341 | [5 empty] | 9248401.3866 | [5 empty] | 9587650.694 | [5 empty] | 9248401.3866 | [5 empty] | 9578366.2711 | [5 empty] | #N/A
[42 empty] | T_M_963 |  |  |  |  | 842
[42 empty] | T_M_964 |  |  |  |  | 843
[7 empty] | Header |  | 15.0 | [32 empty] | T_M_965 |  |  |  |  | 15.0 |  | Solar Racking Structure Material and Installation | [8 empty] | NO STATE ADJUSTMENT FOR PANELS | [5 empty] | NO STATE ADJUSTMENT FOR PANELS | [5 empty] | NO STATE ADJUSTMENT FOR PANELS | [5 empty] | NO STATE ADJUSTMENT FOR PANELS | [5 empty] | NO STATE ADJUSTMENT FOR PANELS | [5 empty] | NO STATE ADJUSTMENT FOR PANELS | [5 empty] | NO STATE ADJUSTMENT FOR PANELS | [5 empty] | NO STATE ADJUSTMENT FOR PANELS | [5 empty] | NO STATE ADJUSTMENT FOR PANELS | [5 empty] | NO STATE ADJUSTMENT FOR PANELS | [5 empty] | NO STATE ADJUSTMENT FOR PANELS | [5 empty] | NO STATE ADJUSTMENT FOR PANELS | [5 empty] | NO STATE ADJUSTMENT FOR PANELS
[42 empty] | T_M_966 |  |  |  | - | 845 |  | - |  |  | - | - | - | - |  |  | - | - |  | - |  | - | - | - |  | - |  | - | - | - |  | - |  | - | - | - |  | - |  | - | - | - |  | - |  | - | - | - |  | - |  | - | - | - |  | - |  | - | - | - |  | - |  | - | - | - |  | - |  | - | - | - |  | - |  | - | - | - |  | - |  | - | - | - |  | - |  | - | - | - |  | - |  | -
[36 empty] | T_A_77 | [5 empty] | T_M_967 |  |  |  |  | 846 | [8 empty] | US |  | Steel Pile |  | 77755.5444 | Quantity of Posts (All) |  |  | Steel Pile |  | 75932.7111 | Quantity of Posts (All) |  |  | Steel Pile |  | 30899.9075 | Quantity of Posts (All) |  |  | Steel Pile |  | 31882.5682 | Quantity of Posts (All) |  |  | Steel Pile |  | 32723.0378 | Quantity of Posts (All) |  |  | Steel Pile |  | 77521.5486 | Quantity of Posts (All) |  |  | Steel Pile |  | 31882.5682 | Quantity of Posts (All) |  |  | Steel Pile |  | 33073.7587 | Quantity of Posts (All) |  |  | Steel Pile |  | 31882.5682 | Quantity of Posts (All) |  |  | Steel Pile |  | 31870.5682 | Quantity of Posts (All) |  |  | Steel Pile |  | 31882.5682 | Quantity of Posts (All) |  |  | Steel Pile |  | 31870.5682 | Quantity of Posts (All) |  |  | Steel Pile |  | #VALUE! | Quantity of Posts (All)
[7 empty] | Header |  | 15.11 | [32 empty] | T_M_968 |  | Supports | 15.1 | 15.1 | 15.11 |  | Solar Foundations Primary Material (Interior Rows) | [6 empty] | US |  |  | % of Frames | 70% | 0 | Length Ft. |  |  | % of Frames | 80% | 0 | Length Ft. |  |  | % of Frames | 80% | 0 | Length Ft. |  |  | % of Frames | 70% | 0 | Length Ft. |  |  | % of Frames | 70% | 0 | Length Ft. |  |  | % of Frames | 70% | 0 | Length Ft. |  |  | % of Frames | 70% | 0 | Length Ft. |  |  | % of Frames | 65% | 0 | Length Ft. |  |  | % of Frames | 70% | 0 | Length Ft. |  |  | % of Frames | 70% | 0 | Length Ft. |  |  | % of Frames | 70% | 0 | Length Ft. |  |  | % of Frames | 70% | 0 | Length Ft. |  |  | % of Frames | #VALUE! | 0 | Length Ft.
[42 empty] | T_M_969 |  | Supports | 15.1 | 15.1 | 848 |  | Fixed System |  | Steel Piling |  |  |  |  | US |  | 0 | Piles |  | 0 | Weight Lbs / Ft. |  | 0 | Piles |  | 0 | Weight Lbs / Ft. |  | 0 | Piles |  | 0 | Weight Lbs / Ft. |  | 0 | Piles |  | 0 | Weight Lbs / Ft. |  | 0 | Piles |  | 0 | Weight Lbs / Ft. |  | 0 | Piles |  | 0 | Weight Lbs / Ft. |  | 0 | Piles |  | 0 | Weight Lbs / Ft. |  | 0 | Piles |  | 0 | Weight Lbs / Ft. |  | 0 | Piles |  | 0 | Weight Lbs / Ft. |  | 0 | Piles |  | 0 | Weight Lbs / Ft. |  | 0 | Piles |  | 0 | Weight Lbs / Ft. |  | 0 | Piles |  | 0 | Weight Lbs / Ft. |  | #VALUE! | Piles |  | 0 | Weight Lbs / Ft.
| 03-00-00~~03-00-15.1102 | 504-01-00~~504-01-15.1102 | 311- | 01- | 03- | 00- | 504- | 01- | 15.1102 | Supply Posts | [12 empty] | 0.9009 | 2018-10-08 |  |  |  |  | 0.814 | 2022-04-12 | [11 empty] | T_M_970 |  | Supports | 15.1 | 15.1 | 15.1102 |  | Fixed System Steel Piles Interior Row | [6 empty] | US |  | 0 | Lbs |  | 0.814 |  | 0 | 0 | Lbs |  | 0.814 |  | 0 | 0 | Lbs |  | 0.814 |  | 0 | 0 | Lbs |  | 0.814 |  | 0 | 0 | Lbs |  | 0.814 |  | 0 | 0 | Lbs |  | 0.814 |  | 0 | 0 | Lbs |  | 0.814 |  | 0 | 0 | Lbs |  | 0.814 |  | 0 | 0 | Lbs |  | 0.814 |  | 0 | 0 | Lbs |  | 0.814 |  | 0 | 0 | Lbs |  | 0.814 |  | 0 | 0 | Lbs |  | 0.814 |  | 0 | #VALUE! | Lbs |  | #N/A |  | #N/A
[42 empty] | T_M_971 |  | Supports | 15.1 | 15.1 | 850 | [8 empty] | US |  |  |  |  | 13.2753 | Length Ft. |  |  |  |  | 13.2753 | Length Ft. |  |  |  |  | 14.7048 | Length Ft. |  |  |  |  | 14.7048 | Length Ft. |  |  |  |  | 14.7048 | Length Ft. |  |  |  |  | 13.2753 | Length Ft. |  |  |  |  | 14.7048 | Length Ft. |  |  |  |  | 14.7048 | Length Ft. |  |  |  |  | 14.7048 | Length Ft. |  |  |  |  | 14.7048 | Length Ft. |  |  |  |  | 14.7048 | Length Ft. |  |  |  |  | 14.7048 | Length Ft. |  |  |  |  | 0 | Length Ft.
[42 empty] | T_M_972 |  | Supports | 15.1 | 15.1 | 851 |  | S-Tracker |  | Steel Piling |  |  |  |  | US |  | 46697.0778 | Piles |  | 7 | Weight Lbs / Ft. |  | 53368.0889 | Piles |  | 7 | Weight Lbs / Ft. |  | 21376.5538 | Piles |  | 7 | Weight Lbs / Ft. |  | 18704.4846 | Piles |  | 7 | Weight Lbs / Ft. |  | 19210.0192 | Piles |  | 7 | Weight Lbs / Ft. |  | 46697.0778 | Piles |  | 7 | Weight Lbs / Ft. |  | 18704.4846 | Piles |  | 7 | Weight Lbs / Ft. |  | 17837.875 | Piles |  | 7 | Weight Lbs / Ft. |  | 18704.4846 | Piles |  | 7 | Weight Lbs / Ft. |  | 18704.4846 | Piles |  | 7 | Weight Lbs / Ft. |  | 18704.4846 | Piles |  | 7 | Weight Lbs / Ft. |  | 18704.4846 | Piles |  | 7 | Weight Lbs / Ft. |  | #VALUE! | Piles |  | 0 | Weight Lbs / Ft.
| 03-00-00~~03-00-15.1105 | 504-01-00~~504-01-15.1105 |  |  | 03- | 00- | 504- | 01- | 15.1105 | Supply Posts | [12 empty] | 0.9009 | 2018-10-08 |  |  |  |  | 0.814 | [12 empty] | T_M_973 |  | Supports | 15.1 | 15.1 | 15.1105 |  | S-Tracker Steel Piles Interior Row | [6 empty] | US |  | 4339407.9224 | Lbs |  | 0.814 |  | 3532278.0488 | 4959323.3399 | Lbs |  | 0.814 |  | 4036889.1987 | 2200361.666 | Lbs |  | 0.814 |  | 1791094.3962 | 1925316.4578 | Lbs |  | 0.814 |  | 1567207.5966 | 1977352.8616 | Lbs |  | 0.814 |  | 1609565.2294 | 4339407.9224 | Lbs |  | 0.814 |  | 3532278.0488 | 1925316.4578 | Lbs |  | 0.814 |  | 1567207.5966 | 1836113.3715 | Lbs |  | 0.814 |  | 1494596.2844 | 1925316.4578 | Lbs |  | 0.814 |  | 1567207.5966 | 1925316.4578 | Lbs |  | 0.814 |  | 1567207.5966 | 1925316.4578 | Lbs |  | 0.814 |  | 1567207.5966 | 1925316.4578 | Lbs |  | 0.814 |  | 1567207.5966 | #VALUE! | Lbs |  | #N/A |  | #N/A
[42 empty] | T_M_974 |  | Supports | 15.1 | 15.1 | 853 | [8 empty] | US
[7 empty] | Header |  | 15.12 | [32 empty] | T_M_975 |  | Supports | 15.1 | 15.1 | 15.12 |  | Solar Foundations Secondary Material (Exterior Rows) | [6 empty] | US |  |  | % of Frames | 30% | 0 | Length Ft. |  |  | % of Frames | 20% | 0 | Length Ft. |  |  | % of Frames | 20% | 0 | Length Ft. |  |  | % of Frames | 30% | 0 | Length Ft. |  |  | % of Frames | 30% | 0 | Length Ft. |  |  | % of Frames | 30% | 0 | Length Ft. |  |  | % of Frames | 30% | 0 | Length Ft. |  |  | % of Frames | 35% | 0 | Length Ft. |  |  | % of Frames | 30% | 0 | Length Ft. |  |  | % of Frames | 30% | 0 | Length Ft. |  |  | % of Frames | 30% | 0 | Length Ft. |  |  | % of Frames | 30% | 0 | Length Ft. |  |  | % of Frames | Help Me | 0 | Length Ft.
[29 empty] | 0.814 | [12 empty] | T_M_976 |  | Supports | 15.1 | 15.1 | 855 |  | Fixed System |  | Steel Piling |  |  |  |  | US |  | 0 | Piles |  | 0 | Weight Lbs / Ft. |  | 0 | Piles |  | 0 | Weight Lbs / Ft. |  | 0 | Piles |  | 0 | Weight Lbs / Ft. |  | 0 | Piles |  | 0 | Weight Lbs / Ft. |  | 0 | Piles |  | 0 | Weight Lbs / Ft. |  | 0 | Piles |  | 0 | Weight Lbs / Ft. |  | 0 | Piles |  | 0 | Weight Lbs / Ft. |  | 0 | Piles |  | 0 | Weight Lbs / Ft. |  | 0 | Piles |  | 0 | Weight Lbs / Ft. |  | 0 | Piles |  | 0 | Weight Lbs / Ft. |  | 0 | Piles |  | 0 | Weight Lbs / Ft. |  | 0 | Piles |  | 0 | Weight Lbs / Ft. |  | #VALUE! | Piles |  | 0 | Weight Lbs / Ft.
| 03-00-00~~03-00-15.1202 | 504-01-00~~504-01-15.1202 |  |  | 03- | 00- | 504- | 01- | 15.1202 | Supply Posts | [12 empty] | 0.9009 | 2018-10-08 |  |  |  |  | 0.814 | [12 empty] | T_M_977 |  | Supports | 15.1 | 15.1 | 15.1202 |  | Fixed System Steel Piles Exterior Row | [6 empty] | US |  | 0 | Lbs |  | 0.814 |  | 0 | 0 | Lbs |  | 0.814 |  | 0 | 0 | Lbs |  | 0.814 |  | 0 | 0 | Lbs |  | 0.814 |  | 0 | 0 | Lbs |  | 0.814 |  | 0 | 0 | Lbs |  | 0.814 |  | 0 | 0 | Lbs |  | 0.814 |  | 0 | 0 | Lbs |  | 0.814 |  | 0 | 0 | Lbs |  | 0.814 |  | 0 | 0 | Lbs |  | 0.814 |  | 0 | 0 | Lbs |  | 0.814 |  | 0 | 0 | Lbs |  | 0.814 |  | 0 | #VALUE! | Lbs |  | #N/A |  | #N/A
[42 empty] | T_M_978 |  | Supports | 15.1 | 15.1 | 857 | [8 empty] | US |  |  |  |  | 13.7753 | Length Ft. |  |  |  |  | 13.7753 | Length Ft. |  |  |  |  | 15.2048 | Length Ft. |  |  |  |  | 15.2048 | Length Ft. |  |  |  |  | 15.2048 | Length Ft. |  |  |  |  | 13.7753 | Length Ft. |  |  |  |  | 15.2048 | Length Ft. |  |  |  |  | 15.2048 | Length Ft. |  |  |  |  | 15.2048 | Length Ft. |  |  |  |  | 15.2048 | Length Ft. |  |  |  |  | 15.2048 | Length Ft. |  |  |  |  | 15.2048 | Length Ft. |  |  |  |  | 0 | Length Ft.
[42 empty] | T_M_979 |  | Supports | 15.1 | 15.1 | 858 |  | S-Tracker |  | Steel Piling |  |  |  |  | US |  | 22745.5833 | Piles |  | 7 | Weight Lbs / Ft. |  | 14555.7333 | Piles |  | 7 | Weight Lbs / Ft. |  | 6317.5332 | Piles |  | 9 | Weight Lbs / Ft. |  | 9874.2704 | Piles |  | 9 | Weight Lbs / Ft. |  | 10136.2187 | Piles |  | 9 | Weight Lbs / Ft. |  | 22571.5865 | Piles |  | 7 | Weight Lbs / Ft. |  | 9874.2704 | Piles |  | 9 | Weight Lbs / Ft. |  | 11861.0857 | Piles |  | 9 | Weight Lbs / Ft. |  | 9874.2704 | Piles |  | 9 | Weight Lbs / Ft. |  | 9874.2704 | Piles |  | 9 | Weight Lbs / Ft. |  | 9874.2704 | Piles |  | 9 | Weight Lbs / Ft. |  | 9874.2704 | Piles |  | 9 | Weight Lbs / Ft. |  | #VALUE! | Piles |  | 0 | Weight Lbs / Ft.
| 03-00-00~~03-00-15.1205 | 504-01-00~~504-01-15.1205 |  |  | 03- | 00- | 504- | 01- | 15.1205 | Supply Posts | [12 empty] | 0.9009 | 2018-10-08 |  |  |  |  | 0.814 | [12 empty] | T_M_980 |  | Supports | 15.1 | 15.1 | 15.1205 |  | S-Tracker Steel Piles Exterior Row | [6 empty] | US |  | 2193282.7933 | Lbs |  | 0.814 |  | 1785332.1937 | 1403562.1357 | Lbs |  | 0.814 |  | 1142499.5785 | 864509.9488 | Lbs |  | 0.814 |  | 703711.0983 | 1351224.3976 | Lbs |  | 0.814 |  | 1099896.6597 | 1387070.1739 | Lbs |  | 0.814 |  | 1129075.1215 | 2176504.8452 | Lbs |  | 0.814 |  | 1771674.944 | 1351224.3976 | Lbs |  | 0.814 |  | 1099896.6597 | 1623106.0869 | Lbs |  | 0.814 |  | 1321208.3547 | 1351224.3976 | Lbs |  | 0.814 |  | 1099896.6597 | 1351224.3976 | Lbs |  | 0.814 |  | 1099896.6597 | 1351224.3976 | Lbs |  | 0.814 |  | 1099896.6597 | 1351224.3976 | Lbs |  | 0.814 |  | 1099896.6597 | #VALUE! | Lbs |  | #N/A |  | #N/A
[42 empty] | T_M_981 |  | Supports | 15.1 | 15.1 | 860 | [8 empty] | US |  |  |  |  | 13.7753 | Length Ft. |  |  |  |  | 13.7753 | Length Ft. |  |  |  |  | 15.2048 | Length Ft. |  |  |  |  | 15.2048 | Length Ft. |  |  |  |  | 15.2048 | Length Ft. |  |  |  |  | 13.7753 | Length Ft. |  |  |  |  | 15.2048 | Length Ft. |  |  |  |  | 15.2048 | Length Ft. |  |  |  |  | 15.2048 | Length Ft. |  |  |  |  | 15.2048 | Length Ft. |  |  |  |  | 15.2048 | Length Ft. |  |  |  |  | 15.2048 | Length Ft. |  |  |  |  | 0 | Length Ft.
[42 empty] | T_M_982 |  | Supports | 15.1 | 15.1 | 861 |  | S-Tracker Drive |  | Steel Piling |  |  |  |  | US |  | 6368.8833 | Piles |  | 12 | Weight Lbs / Ft. |  | 6064.8889 | Piles |  | 12 | Weight Lbs / Ft. |  | 2429.8205 | Piles |  | 12 | Weight Lbs / Ft. |  | 2527.8132 | Piles |  | 12 | Weight Lbs / Ft. |  | 2595.7999 | Piles |  | 12 | Weight Lbs / Ft. |  | 6308.8844 | Piles |  | 12 | Weight Lbs / Ft. |  | 2527.8132 | Piles |  | 12 | Weight Lbs / Ft. |  | 2620.798 | Piles |  | 12 | Weight Lbs / Ft. |  | 2527.8132 | Piles |  | 12 | Weight Lbs / Ft. |  | 2527.8132 | Piles |  | 12 | Weight Lbs / Ft. |  | 2527.8132 | Piles |  | 12 | Weight Lbs / Ft. |  | 2527.8132 | Piles |  | 12 | Weight Lbs / Ft. |  | #VALUE! | Piles |  | 0 | Weight Lbs / Ft.
| 03-00-00~~03-00-15.1208 | 504-01-00~~504-01-15.1208 |  |  | 03- | 00- | 504- | 01- | 15.1208 | Supply Posts | [12 empty] | 0.9009 | 2018-10-08 |  |  |  |  | 0.814 | [12 empty] | T_M_983 |  | Supports | 15.1 | 15.1 | 15.1208 |  | S-Tracker Drive Steel Piles | [6 empty] | US |  | 1052795.5768 | Lbs |  | 0.814 |  | 856975.5995 | 1002544.3827 | Lbs |  | 0.814 |  | 816071.1275 | 443338.4353 | Lbs |  | 0.814 |  | 360877.4863 | 461217.9277 | Lbs |  | 0.814 |  | 375431.3932 | 473622.5933 | Lbs |  | 0.814 |  | 385528.791 | 1042877.5779 | Lbs |  | 0.814 |  | 848902.3484 | 461217.9277 | Lbs |  | 0.814 |  | 375431.3932 | 478183.6738 | Lbs |  | 0.814 |  | 389241.5104 | 461217.9277 | Lbs |  | 0.814 |  | 375431.3932 | 461217.9277 | Lbs |  | 0.814 |  | 375431.3932 | 461217.9277 | Lbs |  | 0.814 |  | 375431.3932 | 461217.9277 | Lbs |  | 0.814 |  | 375431.3932 | #VALUE! | Lbs |  | #N/A |  | #N/A
[42 empty] | T_M_984 |  | Supports | 15.1 | 15.1 | 863 | [8 empty] | US
[7 empty] | Header |  | 15.13 | [32 empty] | T_M_985 |  | Supports | 15.1 | 15.1 | 15.13 |  | Other Foundations: Materials | [6 empty] | US
| 03-00-00~~03-00-15.1301 | 504-01-00~~504-01-15.1301 |  |  | 03- | 00- | 504- | 01- | 15.1301 | Supply Posts | [31 empty] | T_M_986 |  | Supports | 15.1 | 15.1 | 15.1301 |  | Combiner Box Support |  |  | Interior Row Pile |  |  |  | US |  | 1248 | Piles |  | 75.6424 |  | 94401.6888 | 1248 | Piles |  | 75.6424 |  | 94401.6888 | 500 | Piles |  | 83.7878 |  | 41893.8995 | 500 | Piles |  | 83.7878 |  | 41893.8995 | 505 | Piles |  | 83.7878 |  | 42312.8385 | 1248 | Piles |  | 75.6424 |  | 94401.6888 | 500 | Piles |  | 83.7878 |  | 41893.8995 | 490 | Piles |  | 83.7878 |  | 41056.0215 | 500 | Piles |  | 83.7878 |  | 41893.8995 | 500 | Piles |  | 83.7878 |  | 41893.8995 | 500 | Piles |  | 83.7878 |  | 41893.8995 | 500 | Piles |  | 83.7878 |  | 41893.8995 | #VALUE! | Piles |  | #N/A |  | #N/A
| 03-00-00~~03-00-15.1304 | 504-01-00~~504-01-15.1304 |  |  | 03- | 00- | 504- | 01- | 15.1304 | Supply Posts | [31 empty] | T_M_989 |  | Supports | 15.1 | 15.1 | 15.1304 |  | PCU Support |  |  | Exterior Row Pile |  |  |  | US |  | 696 | Piles |  | 78.4914 |  | 54629.9997 | 696 | Piles |  | 78.4914 |  | 54629.9997 | 276 | Piles |  | 111.3902 |  | 30743.6869 | 276 | Piles |  | 111.3902 |  | 30743.6869 | 276 | Piles |  | 111.3902 |  | 30743.6869 | 696 | Piles |  | 78.4914 |  | 54629.9997 | 276 | Piles |  | 111.3902 |  | 30743.6869 | 264 | Piles |  | 111.3902 |  | 29407.0049 | 276 | Piles |  | 111.3902 |  | 30743.6869 | 264 | Piles |  | 111.3902 |  | 29407.0049 | 276 | Piles |  | 111.3902 |  | 30743.6869 | 264 | Piles |  | 111.3902 |  | 29407.0049 | #N/A | Piles |  | #VALUE! |  | #VALUE!
| 03-00-00~~03-00-15.1305 | 504-01-00~~504-01-15.1305 |  |  | 03- | 00- | 504- | 01- | 15.1305 | Supply Posts | [31 empty] | T_M_990 |  | Supports | 15.1 | 15.1 | 15.1305 |  | Other Supports | [6 empty] | US |  | 0 | Piles |  |  |  | 0 | 0 | Piles |  |  |  | 0 | 0 | Piles |  |  |  | 0 | 0 | Piles |  |  |  | 0 | 0 | Piles |  |  |  | 0 | 0 | Piles |  |  |  | 0 | 0 | Piles |  |  |  | 0 | 0 | Piles |  |  |  | 0 | 0 | Piles |  |  |  | 0 | 0 | Piles |  |  |  | 0 | 0 | Piles |  |  |  | 0 | 0 | Piles |  |  |  | 0 | 0 | Piles |  |  |  | 0
[7 empty] | Header |  | 15.14 | [32 empty] | T_M_991 |  | Supports | 15.1 | 15.1 | 15.14 |  | Corrosion Protection (if more than standard galvanization is required) | [6 empty] | US
| 03-00-00~~03-00-15.1401 | 504-01-00~~504-01-15.1401 |  |  | 03- | 00- | 504- | 01- | 15.1401 | Supply Posts | [12 empty] | 4.719 | 2018-10-08 |  |  |  |  | 3.3 | [12 empty] | T_M_992 |  | Supports | 15.1 | 15.1 | 15.1401 |  | Additional Corrosion Protection for Posts | Base includes 3 mils of Galvi (Added above Base) | [5 empty] | US |  | 2 | Mils |  | 215578.7936 |  | 431157.5872 | 0 | Mils |  | 209975.2207 |  | 0 | 0 | Mils |  | 101140.7633 |  | 0 | 0 | Mils |  | 108125.8482 |  | 0 | 0 | Mils |  | 111025.9602 |  | 0 | 0 | Mils |  | 215025.1213 |  | 0 | 0 | Mils |  | 108125.8482 |  | 0 | 0 | Mils |  | 114154.2421 |  | 0 | 0 | Mils |  | 108125.8482 |  | 0 | 0 | Mils |  | 108125.8482 |  | 0 | 0 | Mils |  | 108125.8482 |  | 0 | 0 | Mils |  | 108125.8482 |  | 0 | 0 | Mils |  | #VALUE! |  | #VALUE!
[42 empty] | T_M_993 |  | Supports | 15.1 | 15.1 | 870 |  |  | Base includes 10.0 mils of Corrosion | [5 empty] | US | [6 empty] | 0 | [5 empty] | 0 | [5 empty] | 0 | [5 empty] | 0 | [5 empty] | 0 | [5 empty] | 0 | [5 empty] | 0 | [5 empty] | 0 | [5 empty] | 0 | [5 empty] | 0 | [5 empty] | 0 | [5 empty] | 0 | [5 empty] | 0
[42 empty] | T_M_994 |  | Supports | 15.1 | 15.1 | 871 |  |  | Other | [5 empty] | US | [6 empty] | 0 | [5 empty] | 0 | [5 empty] | 0 | [5 empty] | 0 | [5 empty] | 0 | [5 empty] | 0 | [5 empty] | 0 | [5 empty] | 0 | [5 empty] | 0 | [5 empty] | 0 | [5 empty] | 0 | [5 empty] | 0 | [5 empty] | 0
[42 empty] | T_M_995 |  | Supports | 15.1 | 15.1 | 872 |  |  | Other | [5 empty] | US | [6 empty] | 0 | [5 empty] | 0 | [5 empty] | 0 | [5 empty] | 0 | [5 empty] | 0 | [5 empty] | 0 | [5 empty] | 0 | [5 empty] | 0 | [5 empty] | 0 | [5 empty] | 0 | [5 empty] | 0 | [5 empty] | 0 | [5 empty] | 0
| 04-00-00~~04-00-15.1998 | 301-01-00~~301-01-15.1998 |  |  | 04- | 00- | 301- | 01- | 15.1998 | Supply Posts | [31 empty] | T_M_996 |  | Supports | 15.1 | 15.1 | 15.1998 |  | EPC Supply Posts with Foundations | [6 empty] | US |  | 0 | LS |  | 6754775.1178 |  | 0 | 0 | LS |  | 6144491.5931 |  | 0 | 0 | LS |  | 2928320.5672 |  | 0 | 0 | LS |  | 3115173.2359 |  | 0 | 0 | LS |  | 3197225.6673 |  | 0 | 0 | LS |  | 6301887.0298 |  | 0 | 0 | LS |  | 3115173.2359 |  | 0 | 0 | LS |  | 3275509.176 |  | 0 | 0 | LS |  | 3115173.2359 |  | 0 | 0 | LS |  | 3113836.5539 |  | 0 | 0 | LS |  | 3115173.2359 |  | 0 | 0 | LS |  | 3113836.5539 |  | 0 | 0 | LS |  | #VALUE! |  | #VALUE!
[7 empty] | Header |  | 15.2 | [26 empty] | T_A_78 | [5 empty] | T_M_997 |  |  | 15.2 | 15.2 | 15.2 |  | Solar Foundations Primary Installation |  |  |  |  | Pre Drilling Required? |  | C |  | Pre Drill |  | Embed Depth Ft. |  |  |  | None |  | Embed Depth Ft. |  |  |  | None |  | Embed Depth Ft. |  |  |  | Pre Drill |  | Embed Depth Ft. |  |  |  | Pre Drill |  | Embed Depth Ft. |  |  |  | None |  | Embed Depth Ft. |  |  |  | Pre Drill |  | Embed Depth Ft. |  |  |  | Pre Drill |  | Embed Depth Ft. |  |  |  | Pre Drill |  | Embed Depth Ft. |  |  |  | Pre Drill |  | Embed Depth Ft. |  |  |  | Pre Drill |  | Embed Depth Ft. |  |  |  | Pre Drill |  | Embed Depth Ft. |  |  |  | Pre Drill |  | Embed Depth Ft.
| 03-00-00~~03-00-15.2001 | 504-01-00~~504-01-15.2001 |  |  | 03- | 00- | 504- | 01- | 15.2001 | Install Posts | [12 empty] | 1.7726 | Formula | 2018-10-08 |  |  |  | 1 | Formula | [11 empty] | T_M_998 |  | SupInst | 15.2 | 15.2 | 15.2001 |  | Driven Pile Install Interior | [6 empty] | C |  | 46697.0778 | Ea. | 7.5705 | 23.2425 |  | 1085358.8713 | 53368.0889 | Ea. | 7.5705 | 23.2425 |  | 1240410.1386 | 21376.5538 | Ea. | 9 | 31.8013 |  | 679803.037 | 18704.4846 | Ea. | 9 | 31.8013 |  | 594827.6574 | 19210.0192 | Ea. | 9 | 31.8013 |  | 610904.3351 | 46697.0778 | Ea. | 7.5705 | 23.2425 |  | 1085358.8713 | 18704.4846 | Ea. | 9 | 31.8013 |  | 594827.6574 | 17837.875 | Ea. | 9 | 31.8013 |  | 567268.3112 | 18704.4846 | Ea. | 9 | 31.8013 |  | 594827.6574 | 18704.4846 | Ea. | 9 | 31.8013 |  | 594827.6574 | 18704.4846 | Ea. | 9 | 31.8013 |  | 594827.6574 | 18704.4846 | Ea. | 9 | 31.8013 |  | 594827.6574 | #VALUE! | Ea. | #N/A | #N/A |  | #N/A
| 03-00-00~~03-00-15.2002 | 504-01-00~~504-01-15.2002 |  |  | 03- | 00- | 504- | 01- | 15.2002 | Install Posts | [12 empty] | 1.7726 | Formula | 2018-10-08 |  |  |  | 1 | Formula | [11 empty] | T_M_999 |  | SupInst | 15.2 | 15.2 | 15.2002 |  | Driven Pile Install Exterior | [6 empty] | C |  | 22745.5833 | Ea. | 8.0705 | 24.1432 |  | 549150.0618 | 14555.7333 | Ea. | 8.0705 | 24.1432 |  | 351421.274 | 6317.5332 | Ea. | 9.5 | 32.9107 |  | 207914.3649 | 9874.2704 | Ea. | 9.5 | 32.9107 |  | 324969.0335 | 10136.2187 | Ea. | 9.5 | 32.9107 |  | 333589.9312 | 22571.5865 | Ea. | 8.0705 | 24.1432 |  | 544949.2304 | 9874.2704 | Ea. | 9.5 | 32.9107 |  | 324969.0335 | 11861.0857 | Ea. | 9.5 | 32.9107 |  | 390356.4924 | 9874.2704 | Ea. | 9.5 | 32.9107 |  | 324969.0335 | 9874.2704 | Ea. | 9.5 | 32.9107 |  | 324969.0335 | 9874.2704 | Ea. | 9.5 | 32.9107 |  | 324969.0335 | 9874.2704 | Ea. | 9.5 | 32.9107 |  | 324969.0335 | #VALUE! | Ea. | #N/A | #N/A |  | #N/A
| 03-00-00~~03-00-15.2003 | 504-01-00~~504-01-15.2003 |  |  | 03- | 00- | 504- | 01- | 15.2003 | Install Posts | [12 empty] | 1.7726 | Formula | 2018-10-08 |  |  |  | 1 | Formula | [11 empty] | T_M_1000 |  | SupInst | 15.2 | 15.2 | 15.2003 |  | Driven Pile Install Drive Unit | [6 empty] | C |  | 6368.8833 | Ea. | 8.0705 | 24.1432 |  | 153764.9144 | 6064.8889 | Ea. | 8.0705 | 24.1432 |  | 146425.5309 | 2429.8205 | Ea. | 9.5 | 32.9107 |  | 79967.0634 | 2527.8132 | Ea. | 9.5 | 32.9107 |  | 83192.0726 | 2595.7999 | Ea. | 9.5 | 32.9107 |  | 85429.5611 | 6308.8844 | Ea. | 8.0705 | 24.1432 |  | 152316.3519 | 2527.8132 | Ea. | 9.5 | 32.9107 |  | 83192.0726 | 2620.798 | Ea. | 9.5 | 32.9107 |  | 86252.2649 | 2527.8132 | Ea. | 9.5 | 32.9107 |  | 83192.0726 | 2527.8132 | Ea. | 9.5 | 32.9107 |  | 83192.0726 | 2527.8132 | Ea. | 9.5 | 32.9107 |  | 83192.0726 | 2527.8132 | Ea. | 9.5 | 32.9107 |  | 83192.0726 | #VALUE! | Ea. | #N/A | #N/A |  | #N/A
| 03-00-00~~03-00-15.2004 | 504-01-00~~504-01-15.2004 |  |  | 03- | 00- | 504- | 01- | 15.2004 | Install Posts | [12 empty] | 1.7726 | Formula | 2018-10-08 |  |  |  | 1 | Formula | [11 empty] | T_M_1001 |  | SupInst | 15.2 | 15.2 | 15.2004 |  | Driven Pile Install Other | [6 empty] | C |  | 1944 | Ea. | 10 | 27.6186 |  | 53690.6314 | 1944 | Ea. | 10 | 27.6186 |  | 53690.6314 | 776 | Ea. | 10 | 34.02 |  | 26399.5488 | 776 | Ea. | 10 | 34.02 |  | 26399.5488 | 781 | Ea. | 10 | 34.02 |  | 26569.649 | 1944 | Ea. | 10 | 27.6186 |  | 53690.6314 | 776 | Ea. | 10 | 34.02 |  | 26399.5488 | 754 | Ea. | 10 | 34.02 |  | 25651.108 | 776 | Ea. | 10 | 34.02 |  | 26399.5488 | 764 | Ea. | 10 | 34.02 |  | 25991.3084 | 776 | Ea. | 10 | 34.02 |  | 26399.5488 | 764 | Ea. | 10 | 34.02 |  | 25991.3084 | #VALUE! | Ea. | 10 | #N/A |  | #N/A
| 03-00-00~~03-00-15.2005 | 504-01-00~~504-01-15.2005 |  |  | 03- | 00- | 504- | 01- | 15.2005 | Install Posts | [12 empty] | 1.7726 | Formula | 2018-10-08 |  |  |  | 1 | Formula | [7 empty] | T_A_79 |  |  |  | T_M_1002 |  | SupInst | 15.2 | 15.2 | 15.2005 |  | Pre-drill for Pile Install | [6 empty] | C |  | 0 | Ea. | 0% | 69.2773 |  | 0 | 0 | Ea. | 0% | 69.2773 |  | 0 | 0 | Ea. | 100% | 94.8493 |  | 0 | 28578.755 | Ea. | 100% | 94.8493 |  | 2710676.1285 | 29346.2379 | Ea. | 100% | 94.8493 |  | 2783471.3753 | 0 | Ea. | 0% | 69.2773 |  | 0 | 28578.755 | Ea. | 100% | 94.8493 |  | 2710676.1285 | 29698.9607 | Ea. | 100% | 94.8493 |  | 2816926.902 | 28578.755 | Ea. | 100% | 94.8493 |  | 2710676.1285 | 28578.755 | Ea. | 100% | 94.8493 |  | 2710676.1285 | 28578.755 | Ea. | 100% | 94.8493 |  | 2710676.1285 | 28578.755 | Ea. | 100% | 94.8493 |  | 2710676.1285 | #VALUE! | Ea. |  | #N/A |  | #N/A
| 03-00-00~~03-00-15.2006 | 504-01-00~~504-01-15.2006 |  |  | 03- | 00- | 504- | 01- | 15.2006 | Install Posts | [12 empty] | 1.7726 | Formula | 2018-10-08 |  |  |  | 1 | [12 empty] | T_M_1003 |  | SupInst | 15.2 | 15.2 | 15.2006 |  | Pre-drill and grout for Pile Install | [6 empty] | C |  | 0 | Ea. |  | 207.832 |  | 0 | 0 | Ea. |  | 207.832 |  | 0 | 0 | Ea. |  | 284.548 |  | 0 | 0 | Ea. |  | 284.548 |  | 0 | 0 | Ea. |  | 284.548 |  | 0 | 0 | Ea. |  | 207.832 |  | 0 | 0 | Ea. |  | 284.548 |  | 0 | 0 | Ea. |  | 284.548 |  | 0 | 0 | Ea. |  | 284.548 |  | 0 | 0 | Ea. |  | 284.548 |  | 0 | 0 | Ea. |  | 284.548 |  | 0 | 0 | Ea. |  | 284.548 |  | 0 | 0 | Ea. |  | #N/A |  | #N/A
| 03-00-00~~03-00-15.2007 | 504-01-00~~504-01-15.2007 |  |  | 03- | 00- | 504- | 01- | 15.2007 | Install Posts | [12 empty] | 1.7726 | Formula | 2018-10-08 |  |  |  | 1 | [12 empty] | T_M_1004 |  | SupInst | 15.2 | 15.2 | 15.2007 |  | Concrete Encased Pile | [6 empty] | C |  | 0 | Ea. | 7.7625 | 1.2008 |  | 0 | 0 | Ea. | 7.7098 | 1.2008 |  | 0 | 0 | Ea. | 9.1452 | 1.4791 |  | 0 | 0 | Ea. | 9.1993 | 1.4791 |  | 0 | 0 | Ea. | 9.1993 | 1.4791 |  | 0 | 0 | Ea. | 7.7615 | 1.2008 |  | 0 | 0 | Ea. | 9.1993 | 1.4791 |  | 0 | 0 | Ea. | 9.224 | 1.4791 |  | 0 | 0 | Ea. | 9.1993 | 1.4791 |  | 0 | 0 | Ea. | 9.1993 | 1.4791 |  | 0 | 0 | Ea. | 9.1993 | 1.4791 |  | 0 | 0 | Ea. | 9.1993 | 1.4791 |  | 0 | 0 | Ea. | #VALUE! | #N/A |  | #N/A
| 03-00-00~~03-00-15.2008 | 504-01-00~~504-01-15.2008 |  |  | 03- | 00- | 504- | 01- | 15.2008 | Install Posts | [12 empty] | 1.7726 | Formula | 2018-10-08 |  |  |  | 1 | [12 empty] | T_M_1005 |  | SupInst | 15.2 | 15.2 | 15.2008 |  | Ballast Foundation | [6 empty] | C |  | 0 | Ea. |  | 1.2008 |  | 0 | 0 | Ea. |  | 1.2008 |  | 0 | 0 | Ea. |  | 1.4791 |  | 0 | 0 | Ea. |  | 1.4791 |  | 0 | 0 | Ea. |  | 1.4791 |  | 0 | 0 | Ea. |  | 1.2008 |  | 0 | 0 | Ea. |  | 1.4791 |  | 0 | 0 | Ea. |  | 1.4791 |  | 0 | 0 | Ea. |  | 1.4791 |  | 0 | 0 | Ea. |  | 1.4791 |  | 0 | 0 | Ea. |  | 1.4791 |  | 0 | 0 | Ea. |  | 1.4791 |  | 0 | 0 | Ea. |  | #N/A |  | #N/A
| 03-00-00~~03-00-15.2009 | 504-01-00~~504-01-15.2009 |  |  | 03- | 00- | 504- | 01- | 15.2009 | Install Posts | [12 empty] | 1.7726 | Formula | 2018-10-08 |  |  |  | 1 | [12 empty] | T_M_1006 |  | SupInst | 15.2 | 15.2 | 15.2009 |  | Other Foundation Install | [6 empty] | C |  | 0 | Ea. |  | 1.2008 |  | 0 | 0 | Ea. |  | 1.2008 |  | 0 | 0 | Ea. |  | 1.4791 |  | 0 | 0 | Ea. |  | 1.4791 |  | 0 | 0 | Ea. |  | 1.4791 |  | 0 | 0 | Ea. |  | 1.2008 |  | 0 | 0 | Ea. |  | 1.4791 |  | 0 | 0 | Ea. |  | 1.4791 |  | 0 | 0 | Ea. |  | 1.4791 |  | 0 | 0 | Ea. |  | 1.4791 |  | 0 | 0 | Ea. |  | 1.4791 |  | 0 | 0 | Ea. |  | 1.4791 |  | 0 | 0 | Ea. |  | #N/A |  | #N/A
| 04-00-00~~04-00-15.2998 | 301-01-00~~301-01-15.2998 |  |  | 04- | 00- | 301- | 01- | 15.2998 | Install Posts | [12 empty] | 1.7726 | Formula | 2018-10-08 |  |  |  | 1 | [12 empty] | T_M_1007 |  | SupInst | 15.2 | 15.2 | 15.2998 |  | Lump Sum Install Posts with Foundations | [6 empty] | C |  | 0 | LS |  | 1841964.4789 |  | 0 | 0 | LS |  | 1791947.5749 |  | 0 | 0 | LS |  | 994084.0142 |  | 0 | 0 | LS |  | 3740064.4408 |  | 0 | 0 | LS |  | 3839964.8517 |  | 0 | 0 | LS |  | 1836315.085 |  | 0 | 0 | LS |  | 3740064.4408 |  | 0 | 0 | LS |  | 3886455.0786 |  | 0 | 0 | LS |  | 3740064.4408 |  | 0 | 0 | LS |  | 3739656.2003 |  | 0 | 0 | LS |  | 3740064.4408 |  | 0 | 0 | LS |  | 3739656.2003 |  | 0 | 0 | LS |  | #VALUE! |  | #VALUE!
[7 empty] | Header |  | 15.31 | [32 empty] | T_M_1008 |  | Rack | 15.31 | 15.3 | 15.31 |  | Racking Procurement |  |  | Assembly: | Type |  | Racking Design --- > | US |  | Jafe System | [5 empty] | Jafe System | [5 empty] | Jafe System | [5 empty] | Jafe System | [5 empty] | Jafe System | [5 empty] | Jafe System | [5 empty] | Jafe System | [5 empty] | Jafe System | [5 empty] | Jafe System | [5 empty] | Jafe System | [5 empty] | Jafe System | [5 empty] | Jafe System | [5 empty] | Jafe System
[42 empty] | T_M_1009 |  | Rack | 15.31 | 15.3 | 886 |  | Fixed | Assembly: | Type |  | Foundation Type: |  |  | US
| 03-00-00~~03-00-15.3101 | 504-01-00~~504-01-15.3101 |  |  | 03- | 00- | 504- | 01- | 15.3101 | Supply Racking | [31 empty] | T_M_1010 |  | Rack | 15.31 | 15.3 | 15.3101 |  | Fixed Racking, Interior - Row | [6 empty] | US |  | 0 | Rows | 70% | 0 |  | 0 | 0 | Rows | 92.5% | 0 |  | 0 | 0 | Rows | 92.5% | 0 |  | 0 | 0 | Rows | 92.5% | 0 |  | 0 | 0 | Rows | 92.5% | 0 |  | 0 | 0 | Rows | 92.5% | 0 |  | 0 | 0 | Rows | 92.5% | 0 |  | 0 | 0 | Rows | 92.5% | 0 |  | 0 | 0 | Rows | 92.5% | 0 |  | 0 | 0 | Rows | 92.5% | 0 |  | 0 | 0 | Rows | 92.5% | 0 |  | 0 | 0 | Rows | 92.5% | 0 |  | 0 | #VALUE! | Rows | 92.5% | 0 |  | #VALUE!
[42 empty] | T_M_1011 |  | Rack | 15.31 | 15.3 | 888 |  | Interior Row Weight |  |  |  |  | Lbs/Row |  | US |  |  | Lbs | [5 empty] | Lbs | [5 empty] | Lbs | [5 empty] | Lbs | [5 empty] | Lbs | [5 empty] | Lbs | [5 empty] | Lbs | [5 empty] | Lbs | [5 empty] | Lbs | [5 empty] | Lbs | [5 empty] | Lbs | [5 empty] | Lbs | [5 empty] | Lbs
[23 empty] | 1.2012 | 2018-10-08 | no tariff |  |  |  | 1.355 | 2023-06-29 | [11 empty] | T_M_1012 |  | Rack | 15.31 | 15.3 | 889 |  | Head Piece (Attachment to Post) |  |  |  |  | Qty / Row |  | US |  | 0 | Ea. |  | 0 |  |  | 0 | Ea. |  | 0 |  |  | 0 | Ea. |  | 0 |  |  | 0 | Ea. |  | 0 |  |  | 0 | Ea. |  | 0 |  |  | 0 | Ea. |  | 0 |  |  | 0 | Ea. |  | 0 |  |  | 0 | Ea. |  | 0 |  |  | 0 | Ea. |  | 0 |  |  | 0 | Ea. |  | 0 |  |  | 0 | Ea. |  | 0 |  |  | 0 | Ea. |  | 0 |  |  | #N/A | Ea. |  | #N/A
[23 empty] | 1.2012 | 2018-10-08 | no tariff |  |  |  | 1.355 | 2023-06-29 | [11 empty] | T_M_1013 |  | Rack | 15.31 | 15.3 | 890 |  | Strut |  |  |  |  | Qty / Row |  | US |  | 0 | Ea. |  | 0 |  |  | 0 | Ea. |  | 0 |  |  | 0 | Ea. |  | 0 |  |  | 0 | Ea. |  | 0 |  |  | 0 | Ea. |  | 0 |  |  | 0 | Ea. |  | 0 |  |  | 0 | Ea. |  | 0 |  |  | 0 | Ea. |  | 0 |  |  | 0 | Ea. |  | 0 |  |  | 0 | Ea. |  | 0 |  |  | 0 | Ea. |  | 0 |  |  | 0 | Ea. |  | 0 |  |  | 0 | Ea. |  | 0
[23 empty] | 1.2012 | 2018-10-08 | no tariff |  |  |  | 1.355 | 2023-06-29 | [11 empty] | T_M_1014 |  | Rack | 15.31 | 15.3 | 891 |  | Girder |  |  |  |  | Qty / Row |  | US |  | 0 | Ea. |  | 0 |  |  | 0 | Ea. |  | 0 |  |  | 0 | Ea. |  | 0 |  |  | 0 | Ea. |  | 0 |  |  | 0 | Ea. |  | 0 |  |  | 0 | Ea. |  | 0 |  |  | 0 | Ea. |  | 0 |  |  | 0 | Ea. |  | 0 |  |  | 0 | Ea. |  | 0 |  |  | 0 | Ea. |  | 0 |  |  | 0 | Ea. |  | 0 |  |  | 0 | Ea. |  | 0 |  |  | 0 | Ea. |  | 0
[23 empty] | 1.2012 | 2018-10-08 | no tariff |  |  |  | 1.355 | 2023-06-29 | [11 empty] | T_M_1015 |  | Rack | 15.31 | 15.3 | 892 |  | Purlin, Limited to 32 Ft Long |  |  |  |  | Qty / Row |  | US |  | 0 | Ea. |  | 0 |  |  | 0 | Ea. |  | 0 |  |  | 0 | Ea. |  | 0 |  |  | 0 | Ea. |  | 0 |  |  | 0 | Ea. |  | 0 |  |  | 0 | Ea. |  | 0 |  |  | 0 | Ea. |  | 0 |  |  | 0 | Ea. |  | 0 |  |  | 0 | Ea. |  | 0 |  |  | 0 | Ea. |  | 0 |  |  | 0 | Ea. |  | 0 |  |  | 0 | Ea. |  | 0 |  |  | #VALUE! | Ea. |  | #VALUE!
[23 empty] | 1.2012 | 2018-10-08 | no tariff |  |  |  | 1.355 | 2023-06-29 | [11 empty] | T_M_1016 |  | Rack | 15.31 | 15.3 | 893 |  | Purlin Splice |  |  |  |  | Qty / Row |  | US |  | 0 | Ea. |  | 0 |  |  | 0 | Ea. |  | 0 |  |  | 0 | Ea. |  | 0 |  |  | 0 | Ea. |  | 0 |  |  | 0 | Ea. |  | 0 |  |  | 0 | Ea. |  | 0 |  |  | 0 | Ea. |  | 0 |  |  | 0 | Ea. |  | 0 |  |  | 0 | Ea. |  | 0 |  |  | 0 | Ea. |  | 0 |  |  | 0 | Ea. |  | 0 |  |  | 0 | Ea. |  | 0 |  |  | #VALUE! | Ea. |  | #VALUE!
[23 empty] | 1.2012 | 2018-10-08 | no tariff |  |  |  | 1.355 | 2023-06-29 | [11 empty] | T_M_1017 |  | Rack | 15.31 | 15.3 | 894 |  | Module Rail |  |  |  |  | Qty / Row |  | US |  | 0 | Ea. |  | 0 |  |  | 0 | Ea. |  | 0 |  |  | 0 | Ea. |  | 0 |  |  | 0 | Ea. |  | 0 |  |  | 0 | Ea. |  | 0 |  |  | 0 | Ea. |  | 0 |  |  | 0 | Ea. |  | 0 |  |  | 0 | Ea. |  | 0 |  |  | 0 | Ea. |  | 0 |  |  | 0 | Ea. |  | 0 |  |  | 0 | Ea. |  | 0 |  |  | 0 | Ea. |  | 0 |  |  | #N/A | Ea. |  | #N/A
[23 empty] | 1.2968 | 2018-10-08 | no tariff |  |  |  | 1.43 | 2023-06-29 | [11 empty] | T_M_1018 |  | Rack | 15.31 | 15.3 | 895 |  | Panel Attachments |  |  |  |  | Qty / Row |  | US |  | 0 | Ea. |  | 1.43 |  |  | 0 | Ea. |  | 1.43 |  |  | 0 | Ea. |  | 1.43 |  |  | 0 | Ea. |  | 1.43 |  |  | 0 | Ea. |  | 1.43 |  |  | 0 | Ea. |  | 1.43 |  |  | 0 | Ea. |  | 1.43 |  |  | 0 | Ea. |  | 1.43 |  |  | 0 | Ea. |  | 1.43 |  |  | 0 | Ea. |  | 1.43 |  |  | 0 | Ea. |  | 1.43 |  |  | 0 | Ea. |  | 1.43 |  |  | #N/A | Ea. |  | #N/A
| 03-00-00~~03-00-15.3201 | 504-01-00~~504-01-15.3201 |  |  | 03- | 00- | 504- | 01- | 15.3201 | Supply Racking | [27 empty] | T_A_111 |  |  |  | T_M_1019 |  | Rack | 15.31 | 15.3 | 15.3201 |  | Fixed Racking, Exterior - Row | [6 empty] | US |  | 0 | Rows | 30% | 0 |  | 0 | 0 | Rows | 7.5% | 0 |  | 0 | 0 | Rows | 7.5% | 0 |  | 0 | 0 | Rows | 7.5% | 0 |  | 0 | 0 | Rows | 7.5% | 0 |  | 0 | 0 | Rows | 7.5% | 0 |  | 0 | 0 | Rows | 7.5% | 0 |  | 0 | 0 | Rows | 7.5% | 0 |  | 0 | 0 | Rows | 7.5% | 0 |  | 0 | 0 | Rows | 7.5% | 0 |  | 0 | 0 | Rows | 7.5% | 0 |  | 0 | 0 | Rows | 7.5% | 0 |  | 0 | #VALUE! | Rows | 7.5% | 0 |  | #VALUE!
[42 empty] | T_M_1020 |  | Rack | 15.31 | 15.3 | 897 |  | Exterior Row Weight |  |  |  |  | Lbs/Row |  |  |  |  | Lbs | [5 empty] | Lbs | [5 empty] | Lbs | [5 empty] | Lbs | [5 empty] | Lbs | [5 empty] | Lbs | [5 empty] | Lbs | [5 empty] | Lbs | [5 empty] | Lbs | [5 empty] | Lbs | [5 empty] | Lbs | [5 empty] | Lbs | [5 empty] | Lbs
[23 empty] | 1.2012 | 2018-10-08 | no tariff |  |  |  | 1.355 | 2023-06-29 | [11 empty] | T_M_1021 |  | Rack | 15.31 | 15.3 | 898 |  | Head Piece (Attachment to Post) |  |  |  |  | Qty / Row |  | US |  | 0 | Ea. |  | 0 |  |  | 0 | Ea. |  | 0 |  |  | 0 | Ea. |  | 0 |  |  | 0 | Ea. |  | 0 |  |  | 0 | Ea. |  | 0 |  |  | 0 | Ea. |  | 0 |  |  | 0 | Ea. |  | 0 |  |  | 0 | Ea. |  | 0 |  |  | 0 | Ea. |  | 0 |  |  | 0 | Ea. |  | 0 |  |  | 0 | Ea. |  | 0 |  |  | 0 | Ea. |  | 0 |  |  | #N/A | Ea. |  | #N/A
[23 empty] | 1.2012 | 2018-10-08 | no tariff |  |  |  | 1.355 | 2023-06-29 | [11 empty] | T_M_1022 |  | Rack | 15.31 | 15.3 | 899 |  | Strut |  |  |  |  | Qty / Row |  | US |  | 0 | Ea. |  | 0 |  |  | 0 | Ea. |  | 0 |  |  | 0 | Ea. |  | 0 |  |  | 0 | Ea. |  | 0 |  |  | 0 | Ea. |  | 0 |  |  | 0 | Ea. |  | 0 |  |  | 0 | Ea. |  | 0 |  |  | 0 | Ea. |  | 0 |  |  | 0 | Ea. |  | 0 |  |  | 0 | Ea. |  | 0 |  |  | 0 | Ea. |  | 0 |  |  | 0 | Ea. |  | 0 |  |  | 0 | Ea. |  | 0
[23 empty] | 1.2012 | 2018-10-08 | no tariff |  |  |  | 1.355 | 2023-06-29 | [11 empty] | T_M_1023 |  | Rack | 15.31 | 15.3 | 900 |  | Girder |  |  |  |  | Qty / Row |  | US |  | 0 | Ea. |  | 0 |  |  | 0 | Ea. |  | 0 |  |  | 0 | Ea. |  | 0 |  |  | 0 | Ea. |  | 0 |  |  | 0 | Ea. |  | 0 |  |  | 0 | Ea. |  | 0 |  |  | 0 | Ea. |  | 0 |  |  | 0 | Ea. |  | 0 |  |  | 0 | Ea. |  | 0 |  |  | 0 | Ea. |  | 0 |  |  | 0 | Ea. |  | 0 |  |  | 0 | Ea. |  | 0 |  |  | 0 | Ea. |  | 0
[23 empty] | 1.2012 | 2018-10-08 | no tariff |  |  |  | 1.355 | 2023-06-29 | [11 empty] | T_M_1024 |  | Rack | 15.31 | 15.3 | 901 |  | Purlin, Limited to 32 Ft Long |  |  |  |  | Qty / Row |  | US |  | 0 | Ea. |  | 0 |  |  | 0 | Ea. |  | 0 |  |  | 0 | Ea. |  | 0 |  |  | 0 | Ea. |  | 0 |  |  | 0 | Ea. |  | 0 |  |  | 0 | Ea. |  | 0 |  |  | 0 | Ea. |  | 0 |  |  | 0 | Ea. |  | 0 |  |  | 0 | Ea. |  | 0 |  |  | 0 | Ea. |  | 0 |  |  | 0 | Ea. |  | 0 |  |  | 0 | Ea. |  | 0 |  |  | #VALUE! | Ea. |  | #VALUE!
[23 empty] | 1.2012 | 2018-10-08 | no tariff |  |  |  | 1.355 | 2023-06-29 | [11 empty] | T_M_1025 |  | Rack | 15.31 | 15.3 | 902 |  | Purlin Splice |  |  |  |  | Qty / Row |  | US |  | 0 | Ea. |  | 0 |  |  | 0 | Ea. |  | 0 |  |  | 0 | Ea. |  | 0 |  |  | 0 | Ea. |  | 0 |  |  | 0 | Ea. |  | 0 |  |  | 0 | Ea. |  | 0 |  |  | 0 | Ea. |  | 0 |  |  | 0 | Ea. |  | 0 |  |  | 0 | Ea. |  | 0 |  |  | 0 | Ea. |  | 0 |  |  | 0 | Ea. |  | 0 |  |  | 0 | Ea. |  | 0 |  |  | #VALUE! | Ea. |  | #VALUE!
[23 empty] | 1.2012 | 2018-10-08 | no tariff |  |  |  | 1.355 | 2023-06-29 | [11 empty] | T_M_1026 |  | Rack | 15.31 | 15.3 | 903 |  | Module Rail |  |  |  |  | Qty / Row |  | US |  | 0 | Ea. |  | 0 |  |  | 0 | Ea. |  | 0 |  |  | 0 | Ea. |  | 0 |  |  | 0 | Ea. |  | 0 |  |  | 0 | Ea. |  | 0 |  |  | 0 | Ea. |  | 0 |  |  | 0 | Ea. |  | 0 |  |  | 0 | Ea. |  | 0 |  |  | 0 | Ea. |  | 0 |  |  | 0 | Ea. |  | 0 |  |  | 0 | Ea. |  | 0 |  |  | 0 | Ea. |  | 0 |  |  | #N/A | Ea. |  | #N/A
[23 empty] | 1.2968 | 2018-10-08 | no tariff |  |  |  | 1.43 | 2023-06-29 | [11 empty] | T_M_1027 |  | Rack | 15.31 | 15.3 | 904 |  | Panel Attachments |  |  |  |  | Qty / Row |  | US |  | 0 | Ea. |  | 1.43 |  |  | 0 | Ea. |  | 1.43 |  |  | 0 | Ea. |  | 1.43 |  |  | 0 | Ea. |  | 1.43 |  |  | 0 | Ea. |  | 1.43 |  |  | 0 | Ea. |  | 1.43 |  |  | 0 | Ea. |  | 1.43 |  |  | 0 | Ea. |  | 1.43 |  |  | 0 | Ea. |  | 1.43 |  |  | 0 | Ea. |  | 1.43 |  |  | 0 | Ea. |  | 1.43 |  |  | 0 | Ea. |  | 1.43 |  |  | #N/A | Ea. |  | #N/A
[42 empty] | T_M_1028 |  | Rack | 15.31 | 15.3 | 905 |  | Other Costs Adjustments | [6 empty] | US |  |  | Ea. |  |  |  | 0 |  | Ea. |  |  |  | 0 |  | Ea. |  |  |  | 0 |  | Ea. |  |  |  | 0 |  | Ea. |  |  |  | 0 |  | Ea. |  |  |  | 0 |  | Ea. |  |  |  | 0 |  | Ea. |  |  |  | 0 |  | Ea. |  |  |  | 0 |  | Ea. |  |  |  | 0 |  | Ea. |  |  |  | 0 |  | Ea. |  |  |  | 0 |  | Ea. |  |  |  | 0
[42 empty] | T_M_1029 |  | Rack | 15.31 | 15.3 | 906 |  | Other Racking System Designs | [6 empty] | US |  | Jafe System | [5 empty] | Jafe System | [5 empty] | Jafe System | [5 empty] | Jafe System | [5 empty] | Jafe System | [5 empty] | Jafe System | [5 empty] | Jafe System | [5 empty] | Jafe System | [5 empty] | Jafe System | [5 empty] | Jafe System | [5 empty] | Jafe System | [5 empty] | Jafe System | [5 empty] | Jafe System
[42 empty] | T_M_1030 |  | Rack | 15.31 | 15.3 | 907 |  | Fixed Racking, Interior - Row | [6 empty] | US |  | 0 | Rows | 70% | 0 |  | 0 | 0 | Rows | 92.5% | 0 |  | 0 | 0 | Rows | 92.5% | 0 |  | 0 | 0 | Rows | 92.5% | 0 |  | 0 | 0 | Rows | 92.5% | 0 |  | 0 | 0 | Rows | 92.5% | 0 |  | 0 | 0 | Rows | 92.5% | 0 |  | 0 | 0 | Rows | 92.5% | 0 |  | 0 | 0 | Rows | 92.5% | 0 |  | 0 | 0 | Rows | 92.5% | 0 |  | 0 | 0 | Rows | 92.5% | 0 |  | 0 | 0 | Rows | 92.5% | 0 |  | 0 | #VALUE! | Rows | 92.5% | 0 |  | #VALUE!
[42 empty] | T_M_1031 |  | Rack | 15.31 | 15.3 | 908 |  | Interior Row Weight |  |  |  |  | Lbs/Row |  |  |  |  | Lbs | [5 empty] | Lbs | [5 empty] | Lbs | [5 empty] | Lbs | [5 empty] | Lbs | [5 empty] | Lbs | [5 empty] | Lbs | [5 empty] | Lbs | [5 empty] | Lbs | [5 empty] | Lbs | [5 empty] | Lbs | [5 empty] | Lbs | [5 empty] | Lbs
[23 empty] | 1.2012 | 2018-10-08 | no tariff |  |  |  | 1 | [12 empty] | T_M_1032 |  | Rack | 15.31 | 15.3 | 909 |  | Head Piece (Attachment to Post) |  |  |  |  | Qty / Row |  | US |  |  | Ea. |  | 1 |  |  |  | Ea. |  | 1 |  |  |  | Ea. |  | 1 |  |  |  | Ea. |  | 1 |  |  |  | Ea. |  | 1 |  |  |  | Ea. |  | 1 |  |  |  | Ea. |  | 1 |  |  |  | Ea. |  | 1 |  |  |  | Ea. |  | 1 |  |  |  | Ea. |  | 1 |  |  |  | Ea. |  | 1 |  |  |  | Ea. |  | 1 |  |  |  | Ea. |  | #N/A
[23 empty] | 1.2012 | 2018-10-08 | no tariff |  |  |  | 1 | [12 empty] | T_M_1033 |  | Rack | 15.31 | 15.3 | 910 |  | Strut |  |  |  |  | Qty / Row |  | US |  |  | Ea. |  | 1 |  |  |  | Ea. |  | 1 |  |  |  | Ea. |  | 1 |  |  |  | Ea. |  | 1 |  |  |  | Ea. |  | 1 |  |  |  | Ea. |  | 1 |  |  |  | Ea. |  | 1 |  |  |  | Ea. |  | 1 |  |  |  | Ea. |  | 1 |  |  |  | Ea. |  | 1 |  |  |  | Ea. |  | 1 |  |  |  | Ea. |  | 1 |  |  |  | Ea. |  | #N/A
[23 empty] | 1.2012 | 2018-10-08 | no tariff |  |  |  | 1 | [12 empty] | T_M_1034 |  | Rack | 15.31 | 15.3 | 911 |  | Girder |  |  |  |  | Qty / Row |  | US |  |  | Ea. |  | 1 |  |  |  | Ea. |  | 1 |  |  |  | Ea. |  | 1 |  |  |  | Ea. |  | 1 |  |  |  | Ea. |  | 1 |  |  |  | Ea. |  | 1 |  |  |  | Ea. |  | 1 |  |  |  | Ea. |  | 1 |  |  |  | Ea. |  | 1 |  |  |  | Ea. |  | 1 |  |  |  | Ea. |  | 1 |  |  |  | Ea. |  | 1 |  |  |  | Ea. |  | #N/A
[23 empty] | 1.2012 | 2018-10-08 | no tariff |  |  |  | 1 | [12 empty] | T_M_1035 |  | Rack | 15.31 | 15.3 | 912 |  | Purlin, Limited to 32 Ft Long |  |  |  |  | Qty / Row |  | US |  |  | Ea. |  | 1 |  |  |  | Ea. |  | 1 |  |  |  | Ea. |  | 1 |  |  |  | Ea. |  | 1 |  |  |  | Ea. |  | 1 |  |  |  | Ea. |  | 1 |  |  |  | Ea. |  | 1 |  |  |  | Ea. |  | 1 |  |  |  | Ea. |  | 1 |  |  |  | Ea. |  | 1 |  |  |  | Ea. |  | 1 |  |  |  | Ea. |  | 1 |  |  |  | Ea. |  | #N/A
[23 empty] | 1.2012 | 2018-10-08 | no tariff |  |  |  | 1 | [12 empty] | T_M_1036 |  | Rack | 15.31 | 15.3 | 913 |  | Purlin Splice |  |  |  |  | Qty / Row |  | US |  |  | Ea. |  | 1 |  |  |  | Ea. |  | 1 |  |  |  | Ea. |  | 1 |  |  |  | Ea. |  | 1 |  |  |  | Ea. |  | 1 |  |  |  | Ea. |  | 1 |  |  |  | Ea. |  | 1 |  |  |  | Ea. |  | 1 |  |  |  | Ea. |  | 1 |  |  |  | Ea. |  | 1 |  |  |  | Ea. |  | 1 |  |  |  | Ea. |  | 1 |  |  |  | Ea. |  | #N/A
[23 empty] | 1.2012 | 2018-10-08 | no tariff |  |  |  | 1 | [12 empty] | T_M_1037 |  | Rack | 15.31 | 15.3 | 914 |  | Module Rail |  |  |  |  | Qty / Row |  | US |  |  | Ea. |  | 1 |  |  |  | Ea. |  | 1 |  |  |  | Ea. |  | 1 |  |  |  | Ea. |  | 1 |  |  |  | Ea. |  | 1 |  |  |  | Ea. |  | 1 |  |  |  | Ea. |  | 1 |  |  |  | Ea. |  | 1 |  |  |  | Ea. |  | 1 |  |  |  | Ea. |  | 1 |  |  |  | Ea. |  | 1 |  |  |  | Ea. |  | 1 |  |  |  | Ea. |  | #N/A
[23 empty] | 1.2968 | 2018-10-08 | no tariff |  |  |  | 1 | [12 empty] | T_M_1038 |  | Rack | 15.31 | 15.3 | 915 |  | Panel Attachments |  |  |  |  | Qty / Row |  | US |  |  | Ea. |  | 1 |  |  |  | Ea. |  | 1 |  |  |  | Ea. |  | 1 |  |  |  | Ea. |  | 1 |  |  |  | Ea. |  | 1 |  |  |  | Ea. |  | 1 |  |  |  | Ea. |  | 1 |  |  |  | Ea. |  | 1 |  |  |  | Ea. |  | 1 |  |  |  | Ea. |  | 1 |  |  |  | Ea. |  | 1 |  |  |  | Ea. |  | 1 |  |  |  | Ea. |  | #N/A
[42 empty] | T_M_1039 |  | Rack | 15.31 | 15.3 | 916 |  | Fixed Racking, Exterior - Row | [6 empty] | US |  | 0 | Rows | 30% | 0 |  | 0 | 0 | Rows | 7.5% | 0 |  | 0 | 0 | Rows | 7.5% | 0 |  | 0 | 0 | Rows | 7.5% | 0 |  | 0 | 0 | Rows | 7.5% | 0 |  | 0 | 0 | Rows | 7.5% | 0 |  | 0 | 0 | Rows | 7.5% | 0 |  | 0 | 0 | Rows | 7.5% | 0 |  | 0 | 0 | Rows | 7.5% | 0 |  | 0 | 0 | Rows | 7.5% | 0 |  | 0 | 0 | Rows | 7.5% | 0 |  | 0 | 0 | Rows | 7.5% | 0 |  | 0 | #VALUE! | Rows | 7.5% | 0 |  | #VALUE!
[42 empty] | T_M_1040 |  | Rack | 15.31 | 15.3 | 917 |  | Exterior Row Weight |  |  |  |  | Lbs/Row |  |  |  |  | Lbs | [5 empty] | Lbs | [5 empty] | Lbs | [5 empty] | Lbs | [5 empty] | Lbs | [5 empty] | Lbs | [5 empty] | Lbs | [5 empty] | Lbs | [5 empty] | Lbs | [5 empty] | Lbs | [5 empty] | Lbs | [5 empty] | Lbs | [5 empty] | Lbs
[23 empty] | 1.2012 | 2018-10-08 | no tariff |  |  |  | 1 | [12 empty] | T_M_1041 |  | Rack | 15.31 | 15.3 | 918 |  | Head Piece (Attachment to Post) |  |  |  |  | Qty / Row |  | US |  |  | Ea. |  | 1 |  |  |  | Ea. |  | 1 |  |  |  | Ea. |  | 1 |  |  |  | Ea. |  | 1 |  |  |  | Ea. |  | 1 |  |  |  | Ea. |  | 1 |  |  |  | Ea. |  | 1 |  |  |  | Ea. |  | 1 |  |  |  | Ea. |  | 1 |  |  |  | Ea. |  | 1 |  |  |  | Ea. |  | 1 |  |  |  | Ea. |  | 1 |  |  |  | Ea. |  | #N/A
[23 empty] | 1.2012 | 2018-10-08 | no tariff |  |  |  | 1 | [12 empty] | T_M_1042 |  | Rack | 15.31 | 15.3 | 919 |  | Strut |  |  |  |  | Qty / Row |  | US |  |  | Ea. |  | 1 |  |  |  | Ea. |  | 1 |  |  |  | Ea. |  | 1 |  |  |  | Ea. |  | 1 |  |  |  | Ea. |  | 1 |  |  |  | Ea. |  | 1 |  |  |  | Ea. |  | 1 |  |  |  | Ea. |  | 1 |  |  |  | Ea. |  | 1 |  |  |  | Ea. |  | 1 |  |  |  | Ea. |  | 1 |  |  |  | Ea. |  | 1 |  |  |  | Ea. |  | #N/A
[23 empty] | 1.2012 | 2018-10-08 | no tariff |  |  |  | 1 | [12 empty] | T_M_1043 |  | Rack | 15.31 | 15.3 | 920 |  | Girder |  |  |  |  | Qty / Row |  | US |  |  | Ea. |  | 1 |  |  |  | Ea. |  | 1 |  |  |  | Ea. |  | 1 |  |  |  | Ea. |  | 1 |  |  |  | Ea. |  | 1 |  |  |  | Ea. |  | 1 |  |  |  | Ea. |  | 1 |  |  |  | Ea. |  | 1 |  |  |  | Ea. |  | 1 |  |  |  | Ea. |  | 1 |  |  |  | Ea. |  | 1 |  |  |  | Ea. |  | 1 |  |  |  | Ea. |  | #N/A
[23 empty] | 1.2012 | 2018-10-08 | no tariff |  |  |  | 1 | [12 empty] | T_M_1044 |  | Rack | 15.31 | 15.3 | 921 |  | Purlin, Limited to __ Ft Long |  |  |  |  | Qty / Row |  | US |  |  | Ea. |  | 1 |  |  |  | Ea. |  | 1 |  |  |  | Ea. |  | 1 |  |  |  | Ea. |  | 1 |  |  |  | Ea. |  | 1 |  |  |  | Ea. |  | 1 |  |  |  | Ea. |  | 1 |  |  |  | Ea. |  | 1 |  |  |  | Ea. |  | 1 |  |  |  | Ea. |  | 1 |  |  |  | Ea. |  | 1 |  |  |  | Ea. |  | 1 |  |  |  | Ea. |  | #N/A
[23 empty] | 1.2012 | 2018-10-08 | no tariff |  |  |  | 1 | [12 empty] | T_M_1045 |  | Rack | 15.31 | 15.3 | 922 |  | Purlin Splice |  |  |  |  | Qty / Row |  | US |  |  | Ea. |  | 1 |  |  |  | Ea. |  | 1 |  |  |  | Ea. |  | 1 |  |  |  | Ea. |  | 1 |  |  |  | Ea. |  | 1 |  |  |  | Ea. |  | 1 |  |  |  | Ea. |  | 1 |  |  |  | Ea. |  | 1 |  |  |  | Ea. |  | 1 |  |  |  | Ea. |  | 1 |  |  |  | Ea. |  | 1 |  |  |  | Ea. |  | 1 |  |  |  | Ea. |  | #N/A
[23 empty] | 1.2012 | 2018-10-08 | no tariff |  |  |  | 1 | [12 empty] | T_M_1046 |  | Rack | 15.31 | 15.3 | 923 |  | Module Rail |  |  |  |  | Qty / Row |  | US |  |  | Ea. |  | 1 |  |  |  | Ea. |  | 1 |  |  |  | Ea. |  | 1 |  |  |  | Ea. |  | 1 |  |  |  | Ea. |  | 1 |  |  |  | Ea. |  | 1 |  |  |  | Ea. |  | 1 |  |  |  | Ea. |  | 1 |  |  |  | Ea. |  | 1 |  |  |  | Ea. |  | 1 |  |  |  | Ea. |  | 1 |  |  |  | Ea. |  | 1 |  |  |  | Ea. |  | #N/A
[23 empty] | 1.2968 | 2018-10-08 | no tariff |  |  |  | 1 | [12 empty] | T_M_1047 |  | Rack | 15.31 | 15.3 | 924 |  | Panel Attachments |  |  |  |  | Qty / Row |  | US |  |  | Ea. |  | 1 |  |  |  | Ea. |  | 1 |  |  |  | Ea. |  | 1 |  |  |  | Ea. |  | 1 |  |  |  | Ea. |  | 1 |  |  |  | Ea. |  | 1 |  |  |  | Ea. |  | 1 |  |  |  | Ea. |  | 1 |  |  |  | Ea. |  | 1 |  |  |  | Ea. |  | 1 |  |  |  | Ea. |  | 1 |  |  |  | Ea. |  | 1 |  |  |  | Ea. |  | #N/A
[23 empty] | 1.43 | 2018-10-08 |  |  |  |  | 1 | [12 empty] | T_M_1048 |  | Rack | 15.31 | 15.3 | 925 |  | Other Costs Adjustments | [6 empty] | US |  |  | Ea. |  | 1 |  | 0 |  | Ea. |  | 1 |  | 0 |  | Ea. |  | 1 |  | 0 |  | Ea. |  | 1 |  | 0 |  | Ea. |  | 1 |  | 0 |  | Ea. |  | 1 |  | 0 |  | Ea. |  | 1 |  | 0 |  | Ea. |  | 1 |  | 0 |  | Ea. |  | 1 |  | 0 |  | Ea. |  | 1 |  | 0 |  | Ea. |  | 1 |  | 0 |  | Ea. |  | 1 |  | 0 |  | Ea. |  | #N/A |  | #N/A
[7 empty] | Header |  | 15.35 | [22 empty] | 14.56 | [9 empty] | T_M_1049 |  | Strack | 15.35 | 15.3 | 15.35 |  | Tracker Procurement | [5 empty] | S-Tracker Size Problem ??? --- > | US |  | Size check -> | OK |  |  |  |  | Size check -> | OK |  |  |  |  | Size check -> | OK |  |  |  |  | Size check -> | OK |  |  |  |  | Size check -> | OK |  |  |  |  | Size check -> | OK |  |  |  |  | Size check -> | OK |  |  |  |  | Size check -> | OK |  |  |  |  | Size check -> | OK |  |  |  |  | Size check -> | OK |  |  |  |  | Size check -> | OK |  |  |  |  | Size check -> | OK |  |  |  |  | Size check -> | OK
| 03-00-00~~03-00-15.3501 | 504-01-00~~504-01-15.3501 |  |  | 03- | 00- | 504- | 01- | 15.3501 | Supply Racking | [31 empty] | T_M_1050 |  | Strack | 15.35 | 15.3 | 15.3501 |  | S-Trackers Interior Tracker |  | Assembly: | Costs |  | Costs / Tracker |  | US |  | 4245.1889 | Tracker | 70% | 4499.329 |  | 19100501.3368 | 4851.6444 | Tracker | 80% | 4499.329 |  | 21829144.3849 | 1943.3231 | Tracker | 80% | 4937.4977 |  | 9595153.1371 | 1700.4077 | Tracker | 70% | 4937.4977 |  | 8395758.9949 | 1746.3654 | Tracker | 70% | 4937.4977 |  | 8622674.993 | 4245.1889 | Tracker | 70% | 4499.329 |  | 19100501.3368 | 1700.4077 | Tracker | 70% | 4937.4977 |  | 8395758.9949 | 1621.625 | Tracker | 65% | 4937.4977 |  | 8006769.6363 | 1700.4077 | Tracker | 70% | 4937.4977 |  | 8395758.9949 | 1700.4077 | Tracker | 70% | 4937.4977 |  | 8395758.9949 | 1700.4077 | Tracker | 70% | 4937.4977 |  | 8395758.9949 | 1700.4077 | Tracker | 70% | 4937.4977 |  | 8395758.9949 | 0 | Tracker | 80% | #N/A |  | #N/A
[23 empty] | 1.04 | Formula | 2018-10-08 |  |  |  | 1.43 | 2023-06-29 | [11 empty] | T_M_1051 |  | Strack | 15.35 | 15.3 | 928 |  | Interior Row Costs per Tracker | [6 empty] | US |  | 1 | Ea. |  | 3485.1239 |  |  | 1 | Ea. |  | 3485.1239 |  |  | 1 | Ea. |  | 3378.634 |  |  | 1 | Ea. |  | 3378.634 |  |  | 1 | Ea. |  | 3378.634 |  |  | 1 | Ea. |  | 3485.1239 |  |  | 1 | Ea. |  | 3378.634 |  |  | 1 | Ea. |  | 3378.634 |  |  | 1 | Ea. |  | 3378.634 |  |  | 1 | Ea. |  | 3378.634 |  |  | 1 | Ea. |  | 3378.634 |  |  | 1 | Ea. |  | 3378.634 |  |  | 0 | Ea. |  | #N/A
[23 empty] | 1.3 | Formula | 2018-10-08 |  |  |  | 1 | Formula | [11 empty] | T_M_1052 |  | Strack | 15.35 | 15.3 | 929 |  | Interior Row Costs per Tracker Motors / Controllers |  |  |  |  | motor |  | US |  | 1 | Ea. |  | 300 |  |  | 1 | Ea. |  | 300 |  |  | 1 | Ea. |  | 300 |  |  | 1 | Ea. |  | 300 |  |  | 1 | Ea. |  | 300 |  |  | 1 | Ea. |  | 300 |  |  | 1 | Ea. |  | 300 |  |  | 1 | Ea. |  | 300 |  |  | 1 | Ea. |  | 300 |  |  | 1 | Ea. |  | 300 |  |  | 1 | Ea. |  | 300 |  |  | 1 | Ea. |  | 300 |  |  | 0 | Ea. |  | 0
[23 empty] | 1.3 | Formula | 2018-10-08 |  |  |  | 1 | Formula | [11 empty] | T_M_1053 |  | Strack | 15.35 | 15.3 | 930 |  | Interior Row Costs per Tracker Freight |  |  |  |  | freight |  | US |  | 1 | Ea. |  | 300 |  |  | 1 | Ea. |  | 300 |  |  | 1 | Ea. |  | 300 |  |  | 1 | Ea. |  | 300 |  |  | 1 | Ea. |  | 300 |  |  | 1 | Ea. |  | 300 |  |  | 1 | Ea. |  | 300 |  |  | 1 | Ea. |  | 300 |  |  | 1 | Ea. |  | 300 |  |  | 1 | Ea. |  | 300 |  |  | 1 | Ea. |  | 300 |  |  | 1 | Ea. |  | 300 |  |  | 0 | Ea. |  | 0
[42 empty] | T_M_1054 |  | Strack | 15.35 | 15.3 | 931 |  | Interior Row Costs per Tracker Other Costs |  |  |  |  | other |  |  |  | 1 | Ea. |  | 400 |  |  | 1 | Ea. |  | 400 |  |  | 1 | Ea. |  | 400 |  |  | 1 | Ea. |  | 400 |  |  | 1 | Ea. |  | 400 |  |  | 1 | Ea. |  | 400 |  |  | 1 | Ea. |  | 400 |  |  | 1 | Ea. |  | 400 |  |  | 1 | Ea. |  | 400 |  |  | 1 | Ea. |  | 400 |  |  | 1 | Ea. |  | 400 |  |  | 1 | Ea. |  | 400 |  |  | 0 | Ea. |  | 0
[23 empty] | 1.3 | Formula | 2018-10-08 |  |  |  | 1 | Formula | [11 empty] | T_M_1055 |  | Strack | 15.35 | 15.3 | 932 |  | Interior Row Costs per Tracker Wind / Snow Loads | [6 empty] | US |  | 1 | Ea. |  | 1 |  |  | 1 | Ea. |  | 1 |  |  | 1 | Ea. |  | 1.12 |  |  | 1 | Ea. |  | 1.12 |  |  | 1 | Ea. |  | 1.12 |  |  | 1 | Ea. |  | 1 |  |  | 1 | Ea. |  | 1.12 |  |  | 1 | Ea. |  | 1.12 |  |  | 1 | Ea. |  | 1.12 |  |  | 1 | Ea. |  | 1.12 |  |  | 1 | Ea. |  | 1.12 |  |  | 1 | Ea. |  | 1.12 |  |  | 0 | Ea. |  | 0
[42 empty] | T_M_1056 |  | Strack | 15.35 | 15.3 | 933 |  | Tracker Length Adjustment | [8 empty] | 1 | Ea. |  | 1.0032 | Size Adjustment |  | 1 | Ea. |  | 1.0032 | Size Adjustment |  | 1 | Ea. |  | 1.0068 | Size Adjustment |  | 1 | Ea. |  | 1.0068 | Size Adjustment |  | 1 | Ea. |  | 1.0068 | Size Adjustment |  | 1 | Ea. |  | 1.0032 | Size Adjustment |  | 1 | Ea. |  | 1.0068 | Size Adjustment |  | 1 | Ea. |  | 1.0068 | Size Adjustment |  | 1 | Ea. |  | 1.0068 | Size Adjustment |  | 1 | Ea. |  | 1.0068 | Size Adjustment |  | 1 | Ea. |  | 1.0068 | Size Adjustment |  | 1 | Ea. |  | 1.0068 | Size Adjustment |  | 0 | Ea. |  | 0 | Size Adjustment
[42 empty] | T_M_1057 |  | Strack | 15.35 | 15.3 | 934
[42 empty] | T_M_1058 |  | Strack | 15.35 | 15.3 | 935
[42 empty] | T_M_1059 |  | Strack | 15.35 | 15.3 | 936
[42 empty] | T_M_1060 |  | Strack | 15.35 | 15.3 | 937 |  | S-Tracker Interior Row Weight | [6 empty] | US |  | 1 | Tracker |  | 2437.1496 | Lbs |  | 1 | Tracker |  | 2437.1496 | Lbs |  | 1 | Tracker |  | 2362.6811 | Lbs |  | 1 | Tracker |  | 2362.6811 | Lbs |  | 1 | Tracker |  | 2362.6811 | Lbs |  | 1 | Tracker |  | 2437.1496 | Lbs |  | 1 | Tracker |  | 2362.6811 | Lbs |  | 1 | Tracker |  | 2362.6811 | Lbs |  | 1 | Tracker |  | 2362.6811 | Lbs |  | 1 | Tracker |  | 2362.6811 | Lbs |  | 1 | Tracker |  | 2362.6811 | Lbs |  | 1 | Tracker |  | 2362.6811 | Lbs |  | 0 | Tracker |  | 0 | Lbs
[23 empty] | 1.3 | Formula | 2018-10-08 |  |  |  | 1 | Formula | [11 empty] | T_M_1061 |  | Strack | 15.35 | 15.3 | 938 |  | S-Tracker (1) |  | Torque Tubes |  |  | tube |  | US |  | 301.3583 | Lf. |  | 6 | Lbs |  | 301.3583 | Lf. |  | 6 | Lbs |  | 290.1969 | Lf. |  | 6 | Lbs |  | 290.1969 | Lf. |  | 6 | Lbs |  | 290.1969 | Lf. |  | 6 | Lbs |  | 301.3583 | Lf. |  | 6 | Lbs |  | 290.1969 | Lf. |  | 6 | Lbs |  | 290.1969 | Lf. |  | 6 | Lbs |  | 290.1969 | Lf. |  | 6 | Lbs |  | 290.1969 | Lf. |  | 6 | Lbs |  | 290.1969 | Lf. |  | 6 | Lbs |  | 290.1969 | Lf. |  | 6 | Lbs |  | 0 | Lf. |  | 0 | Lbs
[23 empty] | 1.3 | Formula | 2018-10-08 |  |  |  | 1 | Formula | [11 empty] | T_M_1062 |  | Strack | 15.35 | 15.3 | 939 |  | S-Tracker (1) |  | Support Brackets for Bearings |  |  | post |  | US |  | 12 | Ea. |  | 14.5 | Lbs |  | 12 | Ea. |  | 14.5 | Lbs |  | 12 | Ea. |  | 14.5 | Lbs |  | 12 | Ea. |  | 14.5 | Lbs |  | 12 | Ea. |  | 14.5 | Lbs |  | 12 | Ea. |  | 14.5 | Lbs |  | 12 | Ea. |  | 14.5 | Lbs |  | 12 | Ea. |  | 14.5 | Lbs |  | 12 | Ea. |  | 14.5 | Lbs |  | 12 | Ea. |  | 14.5 | Lbs |  | 12 | Ea. |  | 14.5 | Lbs |  | 12 | Ea. |  | 14.5 | Lbs |  | 0 | Ea. |  | 0 | Lbs
[23 empty] | 1.3 | Formula | 2018-10-08 |  |  |  | 1 | Formula | [11 empty] | T_M_1063 |  | Strack | 15.35 | 15.3 | 940 |  | S-Tracker (1) |  | Frame / Brackets for Frame |  |  | module |  | US |  | 82 | Ea. |  | 2.5 | Lbs |  | 82 | Ea. |  | 2.5 | Lbs |  | 79 | Ea. |  | 2.5 | Lbs |  | 79 | Ea. |  | 2.5 | Lbs |  | 79 | Ea. |  | 2.5 | Lbs |  | 82 | Ea. |  | 2.5 | Lbs |  | 79 | Ea. |  | 2.5 | Lbs |  | 79 | Ea. |  | 2.5 | Lbs |  | 79 | Ea. |  | 2.5 | Lbs |  | 79 | Ea. |  | 2.5 | Lbs |  | 79 | Ea. |  | 2.5 | Lbs |  | 79 | Ea. |  | 2.5 | Lbs |  | 0 | Ea. |  | 0 | Lbs
[23 empty] | 1.3 | Formula | 2018-10-08 |  |  |  | 1 | Formula | [11 empty] | T_M_1064 |  | Strack | 15.35 | 15.3 | 941 |  | S-Tracker (1) |  | Drive Assembly |  |  | drive |  | US |  | 1 | Ea. |  | 190 | Lbs |  | 1 | Ea. |  | 190 | Lbs |  | 1 | Ea. |  | 190 | Lbs |  | 1 | Ea. |  | 190 | Lbs |  | 1 | Ea. |  | 190 | Lbs |  | 1 | Ea. |  | 190 | Lbs |  | 1 | Ea. |  | 190 | Lbs |  | 1 | Ea. |  | 190 | Lbs |  | 1 | Ea. |  | 190 | Lbs |  | 1 | Ea. |  | 190 | Lbs |  | 1 | Ea. |  | 190 | Lbs |  | 1 | Ea. |  | 190 | Lbs |  | 0 | Ea. |  | 0 | Lbs
[23 empty] | 1.3 | Formula | 2018-10-08 |  |  |  | 1 | Formula | [11 empty] | T_M_1065 |  | Strack | 15.35 | 15.3 | 942 |  | S-Tracker (1) |  | Misc. Components |  |  | misc |  | US |  | 1 | Ea. |  | 60 | Factor |  | 1 | Ea. |  | 60 | Factor |  | 1 | Ea. |  | 60 | Factor |  | 1 | Ea. |  | 60 | Factor |  | 1 | Ea. |  | 60 | Factor |  | 1 | Ea. |  | 60 | Factor |  | 1 | Ea. |  | 60 | Factor |  | 1 | Ea. |  | 60 | Factor |  | 1 | Ea. |  | 60 | Factor |  | 1 | Ea. |  | 60 | Factor |  | 1 | Ea. |  | 60 | Factor |  | 1 | Ea. |  | 60 | Factor |  | 0 | Ea. |  | 0 | Factor
[42 empty] | T_M_1066 |  | Strack | 15.35 | 15.3 | 943
| 03-00-00~~03-00-15.3502 | 504-01-00~~504-01-15.3502 |  |  | 03- | 00- | 504- | 01- | 15.3502 | Supply Racking | [12 empty] | 1.3 | Formula | 2018-10-08 |  |  |  | 1 | Formula | [7 empty] | T_A_111 |  |  |  | T_M_1067 |  | Strack | 15.35 | 15.3 | 15.3502 |  | S-Trackers Exterior Tracker |  | Assembly: | Costs |  |  |  | US |  | 2122.9611 | Tracker | 30% | 4480.315 |  | 9511534.5314 | 1212.9778 | Tracker | 20% | 4972.1426 |  | 6031098.4771 | 485.9641 | Tracker | 20% | 5482.6867 |  | 2664388.8743 | 826.9389 | Tracker | 30% | 5067.8626 |  | 4190812.7179 | 848.9346 | Tracker | 30% | 5067.5413 |  | 4302010.9754 | 2062.9622 | Tracker | 30% | 4567.2371 |  | 9422037.6043 | 826.9389 | Tracker | 30% | 5067.8626 |  | 4190812.7179 | 998.923 | Tracker | 35% | 5041.6727 |  | 5036242.7776 | 826.9389 | Tracker | 30% | 5067.8626 |  | 4190812.7179 | 826.9389 | Tracker | 30% | 5067.8626 |  | 4190812.7179 | 826.9389 | Tracker | 30% | 5067.8626 |  | 4190812.7179 | 826.9389 | Tracker | 30% | 5067.8626 |  | 4190812.7179 | 0 | Tracker | 20% | #N/A |  | #N/A
[23 empty] | 1.04 | Formula | 2018-10-08 |  |  |  | 1.43 | $/lb tracker material | [11 empty] | T_M_1068 |  | Strack | 15.35 | 15.3 | 945 |  | Exterior Row Costs per Tracker | [6 empty] | US |  | 1 | Tracker |  | 3505.8589 |  |  | 1 | Tracker |  | 3505.8589 |  |  | 1 | Tracker |  | 3420.104 |  |  | 1 | Tracker |  | 3420.104 |  |  | 1 | Tracker |  | 3420.104 |  |  | 1 | Tracker |  | 3505.8589 |  |  | 1 | Tracker |  | 3420.104 |  |  | 1 | Tracker |  | 3420.104 |  |  | 1 | Tracker |  | 3420.104 |  |  | 1 | Tracker |  | 3420.104 |  |  | 1 | Tracker |  | 3420.104 |  |  | 1 | Tracker |  | 3420.104 |  |  | 0 | Tracker |  | #N/A
[23 empty] | 1.3 | Formula | 2018-10-08 |  |  |  | 1 | Formula | [11 empty] | T_M_1069 |  | Strack | 15.35 | 15.3 | 946 |  | Exterior Row Costs per Tracker Motors / Controllers |  |  |  |  | motor |  | US |  | 1 | Ea. |  | 300 |  |  | 1 | Ea. |  | 300 |  |  | 1 | Ea. |  | 300 |  |  | 1 | Ea. |  | 300 |  |  | 1 | Ea. |  | 300 |  |  | 1 | Ea. |  | 300 |  |  | 1 | Ea. |  | 300 |  |  | 1 | Ea. |  | 300 |  |  | 1 | Ea. |  | 300 |  |  | 1 | Ea. |  | 300 |  |  | 1 | Ea. |  | 300 |  |  | 1 | Ea. |  | 300 |  |  | 0 | Ea. |  | 0
[23 empty] | 1.3 | Formula | 2018-10-08 |  |  |  | 1 | Formula | [11 empty] | T_M_1070 |  | Strack | 15.35 | 15.3 | 947 |  | Exterior Row Costs per Tracker Freight |  |  |  |  | freight |  | US |  | 1 | Ea. |  | 300 |  |  | 1 | Ea. |  | 300 |  |  | 1 | Ea. |  | 300 |  |  | 1 | Ea. |  | 300 |  |  | 1 | Ea. |  | 300 |  |  | 1 | Ea. |  | 300 |  |  | 1 | Ea. |  | 300 |  |  | 1 | Ea. |  | 300 |  |  | 1 | Ea. |  | 300 |  |  | 1 | Ea. |  | 300 |  |  | 1 | Ea. |  | 300 |  |  | 1 | Ea. |  | 300 |  |  | 0 | Ea. |  | 0
[23 empty] | 1.3 | Formula | 2018-10-08 |  |  |  | 1 | Formula | [11 empty] | T_M_1071 |  | Strack | 15.35 | 15.3 | 948 |  | Exterior Row Costs per Tracker Other Costs |  |  |  |  | other |  |  |  | 1 | Ea. |  | 400 |  |  | 1 | Ea. |  | 400 |  |  | 1 | Ea. |  | 400 |  |  | 1 | Ea. |  | 400 |  |  | 1 | Ea. |  | 400 |  |  | 1 | Ea. |  | 400 |  |  | 1 | Ea. |  | 400 |  |  | 1 | Ea. |  | 400 |  |  | 1 | Ea. |  | 400 |  |  | 1 | Ea. |  | 400 |  |  | 1 | Ea. |  | 400 |  |  | 1 | Ea. |  | 400 |  |  | 0 | Ea. |  | 0
[23 empty] | 1.3 | Formula | 2018-10-08 |  |  |  | 1 | Formula | [11 empty] | T_M_1072 |  | Strack | 15.35 | 15.3 | 949 |  | Exterior Row Costs per Tracker Wind / Snow Loads | [6 empty] | US |  | 1 | Ea. |  | 1.1 |  |  | 1 | Ea. |  | 1.1 |  |  | 1 | Ea. |  | 1.232 |  |  | 1 | Ea. |  | 1.232 |  |  | 1 | Ea. |  | 1.232 |  |  | 1 | Ea. |  | 1.1 |  |  | 1 | Ea. |  | 1.232 |  |  | 1 | Ea. |  | 1.232 |  |  | 1 | Ea. |  | 1.232 |  |  | 1 | Ea. |  | 1.232 |  |  | 1 | Ea. |  | 1.232 |  |  | 1 | Ea. |  | 1.232 |  |  | 0 | Ea. |  | 0
[42 empty] | T_M_1073 |  | Strack | 15.35 | 15.3 | 950 | [12 empty] | 6368.15 | [5 empty] | 6064.6222 | [5 empty] | 2429.2872 | [5 empty] | 2527.3466 | [5 empty] | 2595.2999 | [5 empty] | 6308.1511 | [5 empty] | 2527.3466 | [5 empty] | 2620.548 | [5 empty] | 2527.3466 | [5 empty] | 2527.3466 | [5 empty] | 2527.3466 | [5 empty] | 2527.3466 | [5 empty] | 0
[42 empty] | T_M_1074 |  | Strack | 15.35 | 15.3 | 951
[42 empty] | T_M_1075 |  | Strack | 15.35 | 15.3 | 952
[42 empty] | T_M_1076 |  | Strack | 15.35 | 15.3 | 953 |  | S-Tracker Exterior Row Weight | [6 empty] | US |  | 1 | Tracker |  | 2451.6496 | Lbs |  | 1 | Tracker |  | 2451.6496 | Lbs |  | 1 | Tracker |  | 2391.6811 | Lbs |  | 1 | Tracker |  | 2391.6811 | Lbs |  | 1 | Tracker |  | 2391.6811 | Lbs |  | 1 | Tracker |  | 2451.6496 | Lbs |  | 1 | Tracker |  | 2391.6811 | Lbs |  | 1 | Tracker |  | 2391.6811 | Lbs |  | 1 | Tracker |  | 2391.6811 | Lbs |  | 1 | Tracker |  | 2391.6811 | Lbs |  | 1 | Tracker |  | 2391.6811 | Lbs |  | 1 | Tracker |  | 2391.6811 | Lbs |  | 0 | Tracker |  | 0 | Lbs
[23 empty] | 1.3 | Formula | 2018-10-08 |  |  |  | 1 | Formula | [11 empty] | T_M_1077 |  | Strack | 15.35 | 15.3 | 954 |  | S-Tracker (1) |  | Torque Tubes |  |  | tube |  | US |  | 301.3583 | Lf. |  | 6 | Lbs |  | 301.3583 | Lf. |  | 6 | Lbs |  | 290.1969 | Lf. |  | 6 | Lbs |  | 290.1969 | Lf. |  | 6 | Lbs |  | 290.1969 | Lf. |  | 6 | Lbs |  | 301.3583 | Lf. |  | 6 | Lbs |  | 290.1969 | Lf. |  | 6 | Lbs |  | 290.1969 | Lf. |  | 6 | Lbs |  | 290.1969 | Lf. |  | 6 | Lbs |  | 290.1969 | Lf. |  | 6 | Lbs |  | 290.1969 | Lf. |  | 6 | Lbs |  | 290.1969 | Lf. |  | 6 | Lbs |  | 0 | Lf. |  | 0 | Lbs
[23 empty] | 1.3 | Formula | 2018-10-08 |  |  |  | 1 | Formula | [11 empty] | T_M_1078 |  | Strack | 15.35 | 15.3 | 955 |  | S-Tracker (1) |  | Support Brackets for Bearings |  |  | post |  | US |  | 13 | Ea. |  | 14.5 | Lbs |  | 13 | Ea. |  | 14.5 | Lbs |  | 14 | Ea. |  | 14.5 | Lbs |  | 14 | Ea. |  | 14.5 | Lbs |  | 14 | Ea. |  | 14.5 | Lbs |  | 13 | Ea. |  | 14.5 | Lbs |  | 14 | Ea. |  | 14.5 | Lbs |  | 14 | Ea. |  | 14.5 | Lbs |  | 14 | Ea. |  | 14.5 | Lbs |  | 14 | Ea. |  | 14.5 | Lbs |  | 14 | Ea. |  | 14.5 | Lbs |  | 14 | Ea. |  | 14.5 | Lbs |  | 0 | Ea. |  | 0 | Lbs
[23 empty] | 1.3 | Formula | 2018-10-08 |  |  |  | 1 | Formula | [11 empty] | T_M_1079 |  | Strack | 15.35 | 15.3 | 956 |  | S-Tracker (1) |  | Frame / Brackets for Frame |  |  | module |  | US |  | 82 | Ea. |  | 2.5 | Lbs |  | 82 | Ea. |  | 2.5 | Lbs |  | 79 | Ea. |  | 2.5 | Lbs |  | 79 | Ea. |  | 2.5 | Lbs |  | 79 | Ea. |  | 2.5 | Lbs |  | 82 | Ea. |  | 2.5 | Lbs |  | 79 | Ea. |  | 2.5 | Lbs |  | 79 | Ea. |  | 2.5 | Lbs |  | 79 | Ea. |  | 2.5 | Lbs |  | 79 | Ea. |  | 2.5 | Lbs |  | 79 | Ea. |  | 2.5 | Lbs |  | 79 | Ea. |  | 2.5 | Lbs |  | 0 | Ea. |  | 0 | Lbs
[23 empty] | 1.3 | Formula | 2018-10-08 |  |  |  | 1 | Formula | [11 empty] | T_M_1080 |  | Strack | 15.35 | 15.3 | 957 |  | S-Tracker (1) |  | Drive Assembly |  |  | drive |  | US |  | 1 | Ea. |  | 190 | Lbs |  | 1 | Ea. |  | 190 | Lbs |  | 1 | Ea. |  | 190 | Lbs |  | 1 | Ea. |  | 190 | Lbs |  | 1 | Ea. |  | 190 | Lbs |  | 1 | Ea. |  | 190 | Lbs |  | 1 | Ea. |  | 190 | Lbs |  | 1 | Ea. |  | 190 | Lbs |  | 1 | Ea. |  | 190 | Lbs |  | 1 | Ea. |  | 190 | Lbs |  | 1 | Ea. |  | 190 | Lbs |  | 1 | Ea. |  | 190 | Lbs |  | 0 | Ea. |  | 0 | Lbs
[23 empty] | 1.3 | Formula | 2018-10-08 |  |  |  | 1 | Formula | [11 empty] | T_M_1081 |  | Strack | 15.35 | 15.3 | 958 |  | S-Tracker (1) |  | Misc. Components |  |  | misc |  | US |  | 1 | Ea. |  | 60 | Factor |  | 1 | Ea. |  | 60 | Factor |  | 1 | Ea. |  | 60 | Factor |  | 1 | Ea. |  | 60 | Factor |  | 1 | Ea. |  | 60 | Factor |  | 1 | Ea. |  | 60 | Factor |  | 1 | Ea. |  | 60 | Factor |  | 1 | Ea. |  | 60 | Factor |  | 1 | Ea. |  | 60 | Factor |  | 1 | Ea. |  | 60 | Factor |  | 1 | Ea. |  | 60 | Factor |  | 1 | Ea. |  | 60 | Factor |  | 0 | Ea. |  | 0 | Factor
[42 empty] | T_M_1082 |  | Strack | 15.35 | 15.3 | 959
| 03-00-00~~03-00-15.3998 | 301-01-00~~301-01-15.3998 |  |  | 03- | 00- | 301- | 01- | 15.3998 | Supply Racking | [31 empty] | T_M_1092 |  | Other | 15.35 | 15.3 | 15.3998 |  | Lump Sum Supply Racking/Trackers | [5 empty] | Wind/Snow for DG | US |  | 0 | LS | Wind | 28612035.8682 |  | 0 | 0 | LS | Wind | 27860242.862 |  | 0 | 0 | LS | Wind | 12259542.0113 |  | 0 | 0 | LS | Wind | 12586571.7128 |  | 0 | 0 | LS | Wind | 12924685.9684 |  | 0 | 0 | LS | Wind | 28522538.9411 |  | 0 | 0 | LS | Wind | 12586571.7128 |  | 0 | 0 | LS | Wind | 13043012.4139 |  | 0 | 0 | LS | Wind | 12586571.7128 |  | 0 | 0 | LS | Wind | 12586571.7128 |  | 0 | 0 | LS | Wind | 12586571.7128 |  | 0 | 0 | LS | Wind | 12586571.7128 |  | 0 | 0 | LS | Wind | #VALUE! |  | #VALUE!
[42 empty] | T_M_1093 |  | Other | 15.35 | 15.3 | 961 | [8 empty] | US | [6 empty] | 0 | [5 empty] | 0 | [5 empty] | 0 | [5 empty] | 0 | [5 empty] | 0 | [5 empty] | 0 | [5 empty] | 0 | [5 empty] | 0 | [5 empty] | 0 | [5 empty] | 0 | [5 empty] | 0 | [5 empty] | 0 | [5 empty] | 0
[42 empty] | T_M_1094 |  | Other | 15.35 | 15.3 | 962 | [8 empty] | US | [6 empty] | 0 | [5 empty] | 0 | [5 empty] | 0 | [5 empty] | 0 | [5 empty] | 0 | [5 empty] | 0 | [5 empty] | 0 | [5 empty] | 0 | [5 empty] | 0 | [5 empty] | 0 | [5 empty] | 0 | [5 empty] | 0 | [5 empty] | 0
[42 empty] | T_M_1095 |  | Other | 15.35 | 15.3 | 963 | [8 empty] | US | [6 empty] | 0 | [5 empty] | 0 | [5 empty] | 0 | [5 empty] | 0 | [5 empty] | 0 | [5 empty] | 0 | [5 empty] | 0 | [5 empty] | 0 | [5 empty] | 0 | [5 empty] | 0 | [5 empty] | 0 | [5 empty] | 0 | [5 empty] | 0
[7 empty] | Header |  | 15.41 | [32 empty] | T_M_1096 |  | RackInst | 15.4 | 15.4 | 15.41 |  | Racking Installation | [6 empty] | C
[42 empty] | T_M_1097 |  | RackInst | 15.41 | 15.4 | 965 |  | Fixed | Assembly: | Type |  | Foundation Type: |  |  | C |  | Jafe System |  |  | 0 |  |  | Jafe System |  |  | 0 |  |  | Jafe System |  |  | 0 |  |  | Jafe System |  |  | 0 |  |  | Jafe System |  |  | 0 |  |  | Jafe System |  |  | 0 |  |  | Jafe System |  |  | 0 |  |  | Jafe System |  |  | 0 |  |  | Jafe System |  |  | 0 |  |  | Jafe System |  |  | 0 |  |  | Jafe System |  |  | 0 |  |  | Jafe System |  |  | 0 |  |  | Jafe System |  |  | 0
| 03-00-00~~03-00-15.4101 | 504-01-00~~504-01-15.4101 |  |  | 03- | 00- | 504- | 01- | 15.4101 | Install Racking | [31 empty] | T_M_1098 |  | RackInst | 15.41 | 15.4 | 15.4101 |  | Install Fixed Racking, Interior - Row | [6 empty] | C |  | 0 | Rows |  | 0 |  | 0 | 0 | Rows |  | 0 |  | 0 | 0 | Rows |  | 0 |  | 0 | 0 | Rows |  | 0 |  | 0 | 0 | Rows |  | 0 |  | 0 | 0 | Rows |  | 0 |  | 0 | 0 | Rows |  | 0 |  | 0 | 0 | Rows |  | 0 |  | 0 | 0 | Rows |  | 0 |  | 0 | 0 | Rows |  | 0 |  | 0 | 0 | Rows |  | 0 |  | 0 | 0 | Rows |  | 0 |  | 0 | #VALUE! | Rows |  | 0 |  | #VALUE!
[23 empty] | 1.7726 | Formula | 2018-10-08 |  |  |  | 1 | Formula | [11 empty] | T_M_1099 |  | RackInst | 15.41 | 15.4 | 967 |  | Head Piece (Attachment to Post) |  |  |  |  | Qty / Row | 0 | C |  | 0 | Ea. |  | 0 |  |  | 0 | Ea. |  | 0 |  |  | 0 | Ea. |  | 0 |  |  | 0 | Ea. |  | 0 |  |  | 0 | Ea. |  | 0 |  |  | 0 | Ea. |  | 0 |  |  | 0 | Ea. |  | 0 |  |  | 0 | Ea. |  | 0 |  |  | 0 | Ea. |  | 0 |  |  | 0 | Ea. |  | 0 |  |  | 0 | Ea. |  | 0 |  |  | 0 | Ea. |  | 0 |  |  | #N/A | Ea. |  | #N/A
[23 empty] | 1.7726 | Formula | 2018-10-08 |  |  |  | 1 | Formula | [11 empty] | T_M_1100 |  | RackInst | 15.41 | 15.4 | 968 |  | Strut |  |  |  |  | Qty / Row |  | C |  | 0 | Ea. |  | 0 |  |  | 0 | Ea. |  | 0 |  |  | 0 | Ea. |  | 0 |  |  | 0 | Ea. |  | 0 |  |  | 0 | Ea. |  | 0 |  |  | 0 | Ea. |  | 0 |  |  | 0 | Ea. |  | 0 |  |  | 0 | Ea. |  | 0 |  |  | 0 | Ea. |  | 0 |  |  | 0 | Ea. |  | 0 |  |  | 0 | Ea. |  | 0 |  |  | 0 | Ea. |  | 0 |  |  | 0 | Ea. |  | #N/A
[23 empty] | 1.7726 | Formula | 2018-10-08 |  |  |  | 1 | Formula | [11 empty] | T_M_1101 |  | RackInst | 15.41 | 15.4 | 969 |  | Girder |  |  |  |  | Qty / Row |  | C |  | 0 | Ea. |  | 0 |  |  | 0 | Ea. |  | 0 |  |  | 0 | Ea. |  | 0 |  |  | 0 | Ea. |  | 0 |  |  | 0 | Ea. |  | 0 |  |  | 0 | Ea. |  | 0 |  |  | 0 | Ea. |  | 0 |  |  | 0 | Ea. |  | 0 |  |  | 0 | Ea. |  | 0 |  |  | 0 | Ea. |  | 0 |  |  | 0 | Ea. |  | 0 |  |  | 0 | Ea. |  | 0 |  |  | 0 | Ea. |  | #N/A
[23 empty] | 1.7726 | Formula | 2018-10-08 |  |  |  | 1 | Formula | [11 empty] | T_M_1102 |  | RackInst | 15.41 | 15.4 | 970 |  | Purlin, Limited to 32 Ft Long |  |  |  |  | Qty / Row |  | C |  | 0 | Ea. |  | 0 |  |  | 0 | Ea. |  | 0 |  |  | 0 | Ea. |  | 0 |  |  | 0 | Ea. |  | 0 |  |  | 0 | Ea. |  | 0 |  |  | 0 | Ea. |  | 0 |  |  | 0 | Ea. |  | 0 |  |  | 0 | Ea. |  | 0 |  |  | 0 | Ea. |  | 0 |  |  | 0 | Ea. |  | 0 |  |  | 0 | Ea. |  | 0 |  |  | 0 | Ea. |  | 0 |  |  | #VALUE! | Ea. |  | #VALUE!
[23 empty] | 1.7726 | Formula | 2018-10-08 |  |  |  | 1 | Formula | [11 empty] | T_M_1103 |  | RackInst | 15.41 | 15.4 | 971 |  | Purlin Splice |  |  |  |  | Qty / Row |  | C |  | 0 | Ea. |  | 0 |  |  | 0 | Ea. |  | 0 |  |  | 0 | Ea. |  | 0 |  |  | 0 | Ea. |  | 0 |  |  | 0 | Ea. |  | 0 |  |  | 0 | Ea. |  | 0 |  |  | 0 | Ea. |  | 0 |  |  | 0 | Ea. |  | 0 |  |  | 0 | Ea. |  | 0 |  |  | 0 | Ea. |  | 0 |  |  | 0 | Ea. |  | 0 |  |  | 0 | Ea. |  | 0 |  |  | #VALUE! | Ea. |  | #VALUE!
[23 empty] | 1.7726 | Formula | 2018-10-08 |  |  |  | 1 | Formula | [11 empty] | T_M_1104 |  | RackInst | 15.41 | 15.4 | 972 |  | Module Rail |  |  |  |  | Qty / Row |  | C |  | 0 | Ea. |  | 0 |  |  | 0 | Ea. |  | 0 |  |  | 0 | Ea. |  | 0 |  |  | 0 | Ea. |  | 0 |  |  | 0 | Ea. |  | 0 |  |  | 0 | Ea. |  | 0 |  |  | 0 | Ea. |  | 0 |  |  | 0 | Ea. |  | 0 |  |  | 0 | Ea. |  | 0 |  |  | 0 | Ea. |  | 0 |  |  | 0 | Ea. |  | 0 |  |  | 0 | Ea. |  | 0 |  |  | #N/A | Ea. |  | #N/A
[23 empty] | 1.7726 | Formula | 2018-10-08 |  |  |  | 1 | Formula | [11 empty] | T_M_1105 |  | RackInst | 15.41 | 15.4 | 973 |  | Panel Attachments |  |  |  |  | Qty / Row |  | C |  | 0 | Ea. |  | 0 |  |  | 0 | Ea. |  | 0 |  |  | 0 | Ea. |  | 0 |  |  | 0 | Ea. |  | 0 |  |  | 0 | Ea. |  | 0 |  |  | 0 | Ea. |  | 0 |  |  | 0 | Ea. |  | 0 |  |  | 0 | Ea. |  | 0 |  |  | 0 | Ea. |  | 0 |  |  | 0 | Ea. |  | 0 |  |  | 0 | Ea. |  | 0 |  |  | 0 | Ea. |  | 0 |  |  | #N/A | Ea. |  | #N/A
| 03-00-00~~03-00-15.4201 | 504-01-00~~504-01-15.4201 |  |  | 03- | 00- | 504- | 01- | 15.4201 | Install Racking | [31 empty] | T_M_1106 |  | RackInst | 15.41 | 15.4 | 15.4201 |  | Install Fixed Racking, Exterior - Row | [6 empty] | C |  | 0 | Rows |  | 0 |  | 0 | 0 | Rows |  | 0 |  | 0 | 0 | Rows |  | 0 |  | 0 | 0 | Rows |  | 0 |  | 0 | 0 | Rows |  | 0 |  | 0 | 0 | Rows |  | 0 |  | 0 | 0 | Rows |  | 0 |  | 0 | 0 | Rows |  | 0 |  | 0 | 0 | Rows |  | 0 |  | 0 | 0 | Rows |  | 0 |  | 0 | 0 | Rows |  | 0 |  | 0 | 0 | Rows |  | 0 |  | 0 | #VALUE! | Rows |  | 0 |  | #VALUE!
[23 empty] | 1.7726 | Formula | 2018-10-08 |  |  |  | 1 | Formula | [11 empty] | T_M_1107 |  | RackInst | 15.41 | 15.4 | 975 |  | Head Piece (Attachment to Post) |  |  |  |  | Qty / Row |  | C |  | 0 | Ea. |  | 0 |  |  | 0 | Ea. |  | 0 |  |  | 0 | Ea. |  | 0 |  |  | 0 | Ea. |  | 0 |  |  | 0 | Ea. |  | 0 |  |  | 0 | Ea. |  | 0 |  |  | 0 | Ea. |  | 0 |  |  | 0 | Ea. |  | 0 |  |  | 0 | Ea. |  | 0 |  |  | 0 | Ea. |  | 0 |  |  | 0 | Ea. |  | 0 |  |  | 0 | Ea. |  | 0 |  |  | #N/A | Ea. |  | #N/A
[23 empty] | 1.7726 | Formula | 2018-10-08 |  |  |  | 1 | Formula | [11 empty] | T_M_1108 |  | RackInst | 15.41 | 15.4 | 976 |  | Strut |  |  |  |  | Qty / Row |  | C |  | 0 | Ea. |  | 0 |  |  | 0 | Ea. |  | 0 |  |  | 0 | Ea. |  | 0 |  |  | 0 | Ea. |  | 0 |  |  | 0 | Ea. |  | 0 |  |  | 0 | Ea. |  | 0 |  |  | 0 | Ea. |  | 0 |  |  | 0 | Ea. |  | 0 |  |  | 0 | Ea. |  | 0 |  |  | 0 | Ea. |  | 0 |  |  | 0 | Ea. |  | 0 |  |  | 0 | Ea. |  | 0 |  |  | 0 | Ea. |  | #N/A
[23 empty] | 1.7726 | Formula | 2018-10-08 |  |  |  | 1 | Formula | [11 empty] | T_M_1109 |  | RackInst | 15.41 | 15.4 | 977 |  | Girder |  |  |  |  | Qty / Row |  | C |  | 0 | Ea. |  | 0 |  |  | 0 | Ea. |  | 0 |  |  | 0 | Ea. |  | 0 |  |  | 0 | Ea. |  | 0 |  |  | 0 | Ea. |  | 0 |  |  | 0 | Ea. |  | 0 |  |  | 0 | Ea. |  | 0 |  |  | 0 | Ea. |  | 0 |  |  | 0 | Ea. |  | 0 |  |  | 0 | Ea. |  | 0 |  |  | 0 | Ea. |  | 0 |  |  | 0 | Ea. |  | 0 |  |  | 0 | Ea. |  | #N/A
[23 empty] | 1.7726 | Formula | 2018-10-08 |  |  |  | 1 | Formula | [11 empty] | T_M_1110 |  | RackInst | 15.41 | 15.4 | 978 |  | Purlin, Limited to 32 Ft Long |  |  |  |  | Qty / Row |  | C |  | 0 | Ea. |  | 0 |  |  | 0 | Ea. |  | 0 |  |  | 0 | Ea. |  | 0 |  |  | 0 | Ea. |  | 0 |  |  | 0 | Ea. |  | 0 |  |  | 0 | Ea. |  | 0 |  |  | 0 | Ea. |  | 0 |  |  | 0 | Ea. |  | 0 |  |  | 0 | Ea. |  | 0 |  |  | 0 | Ea. |  | 0 |  |  | 0 | Ea. |  | 0 |  |  | 0 | Ea. |  | 0 |  |  | #VALUE! | Ea. |  | #VALUE!
[23 empty] | 1.7726 | Formula | 2018-10-08 |  |  |  | 1 | Formula | [11 empty] | T_M_1111 |  | RackInst | 15.41 | 15.4 | 979 |  | Purlin Splice |  |  |  |  | Qty / Row |  | C |  | 0 | Ea. |  | 0 |  |  | 0 | Ea. |  | 0 |  |  | 0 | Ea. |  | 0 |  |  | 0 | Ea. |  | 0 |  |  | 0 | Ea. |  | 0 |  |  | 0 | Ea. |  | 0 |  |  | 0 | Ea. |  | 0 |  |  | 0 | Ea. |  | 0 |  |  | 0 | Ea. |  | 0 |  |  | 0 | Ea. |  | 0 |  |  | 0 | Ea. |  | 0 |  |  | 0 | Ea. |  | 0 |  |  | #VALUE! | Ea. |  | #VALUE!
[23 empty] | 1.7726 | Formula | 2018-10-08 |  |  |  | 1 | Formula | [11 empty] | T_M_1112 |  | RackInst | 15.41 | 15.4 | 980 |  | Module Rail |  |  |  |  | Qty / Row |  | C |  | 0 | Ea. |  | 0 |  |  | 0 | Ea. |  | 0 |  |  | 0 | Ea. |  | 0 |  |  | 0 | Ea. |  | 0 |  |  | 0 | Ea. |  | 0 |  |  | 0 | Ea. |  | 0 |  |  | 0 | Ea. |  | 0 |  |  | 0 | Ea. |  | 0 |  |  | 0 | Ea. |  | 0 |  |  | 0 | Ea. |  | 0 |  |  | 0 | Ea. |  | 0 |  |  | 0 | Ea. |  | 0 |  |  | #N/A | Ea. |  | #N/A
[23 empty] | 1.7726 | Formula | 2018-10-08 |  |  |  | 1 | Formula | [11 empty] | T_M_1113 |  | RackInst | 15.41 | 15.4 | 981 |  | Panel Attachments |  |  |  |  | Qty / Row |  | C |  | 0 | Ea. |  | 0 |  |  | 0 | Ea. |  | 0 |  |  | 0 | Ea. |  | 0 |  |  | 0 | Ea. |  | 0 |  |  | 0 | Ea. |  | 0 |  |  | 0 | Ea. |  | 0 |  |  | 0 | Ea. |  | 0 |  |  | 0 | Ea. |  | 0 |  |  | 0 | Ea. |  | 0 |  |  | 0 | Ea. |  | 0 |  |  | 0 | Ea. |  | 0 |  |  | 0 | Ea. |  | 0 |  |  | #N/A | Ea. |  | #N/A
[23 empty] | 1.7726 | Formula | 2018-10-08 |  |  |  | 1 | Formula | [11 empty] | T_M_1114 |  | RackInst | 15.41 | 15.4 | 982 |  | Other Costs Adjustments | [6 empty] | C |  | 0 | Ea. |  | 1.4087 |  | 0 | 0 | Ea. |  | 1.4087 |  | 0 | 0 | Ea. |  | 1.9836 |  | 0 | 0 | Ea. |  | 1.9836 |  | 0 | 0 | Ea. |  | 1.9836 |  | 0 | 0 | Ea. |  | 1.4087 |  | 0 | 0 | Ea. |  | 1.9836 |  | 0 | 0 | Ea. |  | 1.9836 |  | 0 | 0 | Ea. |  | 1.9836 |  | 0 | 0 | Ea. |  | 1.9836 |  | 0 | 0 | Ea. |  | 1.9836 |  | 0 | 0 | Ea. |  | 1.9836 |  | 0 | 0 | Ea. |  | #N/A |  | #N/A
[42 empty] | T_M_1115 |  | RackInst | 15.41 | 15.4 | 983 |  | Other Racking System Designs | [6 empty] | C |  | Jafe System | [5 empty] | Jafe System | [5 empty] | Jafe System | [5 empty] | Jafe System | [5 empty] | Jafe System | [5 empty] | Jafe System | [5 empty] | Jafe System | [5 empty] | Jafe System | [5 empty] | Jafe System | [5 empty] | Jafe System | [5 empty] | Jafe System | [5 empty] | Jafe System | [5 empty] | Jafe System
[42 empty] | T_M_1116 |  | RackInst | 15.41 | 15.4 | 984 |  | Fixed Racking, Interior - Row | [6 empty] | C |  | 0 | Rows |  | 0 |  | 0 | 0 | Rows |  | 0 |  | 0 | 0 | Rows |  | 0 |  | 0 | 0 | Rows |  | 0 |  | 0 | 0 | Rows |  | 0 |  | 0 | 0 | Rows |  | 0 |  | 0 | 0 | Rows |  | 0 |  | 0 | 0 | Rows |  | 0 |  | 0 | 0 | Rows |  | 0 |  | 0 | 0 | Rows |  | 0 |  | 0 | 0 | Rows |  | 0 |  | 0 | 0 | Rows |  | 0 |  | 0 | #VALUE! | Rows |  | 0 |  | #VALUE!
[23 empty] | 1.7726 | Formula | 2018-10-08 |  |  |  | 1 | Formula | [11 empty] | T_M_1117 |  | RackInst | 15.41 | 15.4 | 985 |  | Head Piece (Attachment to Post) |  |  |  |  | Qty / Row |  | C |  | 0 | Ea. |  | 1.4087 |  |  | 0 | Ea. |  | 1.4087 |  |  | 0 | Ea. |  | 1.9836 |  |  | 0 | Ea. |  | 1.9836 |  |  | 0 | Ea. |  | 1.9836 |  |  | 0 | Ea. |  | 1.4087 |  |  | 0 | Ea. |  | 1.9836 |  |  | 0 | Ea. |  | 1.9836 |  |  | 0 | Ea. |  | 1.9836 |  |  | 0 | Ea. |  | 1.9836 |  |  | 0 | Ea. |  | 1.9836 |  |  | 0 | Ea. |  | 1.9836 |  |  | 0 | Ea. |  | #N/A
[23 empty] | 1.7726 | Formula | 2018-10-08 |  |  |  | 1 | Formula | [11 empty] | T_M_1118 |  | RackInst | 15.41 | 15.4 | 986 |  | Strut |  |  |  |  | Qty / Row |  | C |  | 0 | Ea. |  | 1.4087 |  |  | 0 | Ea. |  | 1.4087 |  |  | 0 | Ea. |  | 1.9836 |  |  | 0 | Ea. |  | 1.9836 |  |  | 0 | Ea. |  | 1.9836 |  |  | 0 | Ea. |  | 1.4087 |  |  | 0 | Ea. |  | 1.9836 |  |  | 0 | Ea. |  | 1.9836 |  |  | 0 | Ea. |  | 1.9836 |  |  | 0 | Ea. |  | 1.9836 |  |  | 0 | Ea. |  | 1.9836 |  |  | 0 | Ea. |  | 1.9836 |  |  | 0 | Ea. |  | #N/A
[23 empty] | 1.7726 | Formula | 2018-10-08 |  |  |  | 1 | Formula | [11 empty] | T_M_1119 |  | RackInst | 15.41 | 15.4 | 987 |  | Girder |  |  |  |  | Qty / Row |  | C |  | 0 | Ea. |  | 1.4087 |  |  | 0 | Ea. |  | 1.4087 |  |  | 0 | Ea. |  | 1.9836 |  |  | 0 | Ea. |  | 1.9836 |  |  | 0 | Ea. |  | 1.9836 |  |  | 0 | Ea. |  | 1.4087 |  |  | 0 | Ea. |  | 1.9836 |  |  | 0 | Ea. |  | 1.9836 |  |  | 0 | Ea. |  | 1.9836 |  |  | 0 | Ea. |  | 1.9836 |  |  | 0 | Ea. |  | 1.9836 |  |  | 0 | Ea. |  | 1.9836 |  |  | 0 | Ea. |  | #N/A
[23 empty] | 1.7726 | Formula | 2018-10-08 |  |  |  | 1 | Formula | [11 empty] | T_M_1120 |  | RackInst | 15.41 | 15.4 | 988 |  | Purlin, Limited to 32 Ft Long |  |  |  |  | Qty / Row |  | C |  | 0 | Ea. |  | 1.4087 |  |  | 0 | Ea. |  | 1.4087 |  |  | 0 | Ea. |  | 1.9836 |  |  | 0 | Ea. |  | 1.9836 |  |  | 0 | Ea. |  | 1.9836 |  |  | 0 | Ea. |  | 1.4087 |  |  | 0 | Ea. |  | 1.9836 |  |  | 0 | Ea. |  | 1.9836 |  |  | 0 | Ea. |  | 1.9836 |  |  | 0 | Ea. |  | 1.9836 |  |  | 0 | Ea. |  | 1.9836 |  |  | 0 | Ea. |  | 1.9836 |  |  | 0 | Ea. |  | #N/A
[23 empty] | 1.7726 | Formula | 2018-10-08 |  |  |  | 1 | Formula | [11 empty] | T_M_1121 |  | RackInst | 15.41 | 15.4 | 989 |  | Purlin Splice |  |  |  |  | Qty / Row |  | C |  | 0 | Ea. |  | 1.4087 |  |  | 0 | Ea. |  | 1.4087 |  |  | 0 | Ea. |  | 1.9836 |  |  | 0 | Ea. |  | 1.9836 |  |  | 0 | Ea. |  | 1.9836 |  |  | 0 | Ea. |  | 1.4087 |  |  | 0 | Ea. |  | 1.9836 |  |  | 0 | Ea. |  | 1.9836 |  |  | 0 | Ea. |  | 1.9836 |  |  | 0 | Ea. |  | 1.9836 |  |  | 0 | Ea. |  | 1.9836 |  |  | 0 | Ea. |  | 1.9836 |  |  | 0 | Ea. |  | #N/A
[23 empty] | 1.7726 | Formula | 2018-10-08 |  |  |  | 1 | Formula | [11 empty] | T_M_1122 |  | RackInst | 15.41 | 15.4 | 990 |  | Module Rail |  |  |  |  | Qty / Row |  | C |  | 0 | Ea. |  | 1.4087 |  |  | 0 | Ea. |  | 1.4087 |  |  | 0 | Ea. |  | 1.9836 |  |  | 0 | Ea. |  | 1.9836 |  |  | 0 | Ea. |  | 1.9836 |  |  | 0 | Ea. |  | 1.4087 |  |  | 0 | Ea. |  | 1.9836 |  |  | 0 | Ea. |  | 1.9836 |  |  | 0 | Ea. |  | 1.9836 |  |  | 0 | Ea. |  | 1.9836 |  |  | 0 | Ea. |  | 1.9836 |  |  | 0 | Ea. |  | 1.9836 |  |  | 0 | Ea. |  | #N/A
[23 empty] | 1.7726 | Formula | 2018-10-08 |  |  |  | 1 | Formula | [11 empty] | T_M_1123 |  | RackInst | 15.41 | 15.4 | 991 |  | Panel Attachments |  |  |  |  | Qty / Row |  | C |  | 0 | Ea. |  | 1.4087 |  |  | 0 | Ea. |  | 1.4087 |  |  | 0 | Ea. |  | 1.9836 |  |  | 0 | Ea. |  | 1.9836 |  |  | 0 | Ea. |  | 1.9836 |  |  | 0 | Ea. |  | 1.4087 |  |  | 0 | Ea. |  | 1.9836 |  |  | 0 | Ea. |  | 1.9836 |  |  | 0 | Ea. |  | 1.9836 |  |  | 0 | Ea. |  | 1.9836 |  |  | 0 | Ea. |  | 1.9836 |  |  | 0 | Ea. |  | 1.9836 |  |  | 0 | Ea. |  | #N/A
[42 empty] | T_M_1124 |  | RackInst | 15.41 | 15.4 | 992 |  | Fixed Racking, Exterior - Row | [6 empty] | C |  | 0 | Rows |  | 0 |  | 0 | 0 | Rows |  | 0 |  | 0 | 0 | Rows |  | 0 |  | 0 | 0 | Rows |  | 0 |  | 0 | 0 | Rows |  | 0 |  | 0 | 0 | Rows |  | 0 |  | 0 | 0 | Rows |  | 0 |  | 0 | 0 | Rows |  | 0 |  | 0 | 0 | Rows |  | 0 |  | 0 | 0 | Rows |  | 0 |  | 0 | 0 | Rows |  | 0 |  | 0 | 0 | Rows |  | 0 |  | 0 | #VALUE! | Rows |  | 0 |  | #VALUE!
[23 empty] | 1.7726 | Formula | 2018-10-08 |  |  |  | 1 | Formula | [11 empty] | T_M_1125 |  | RackInst | 15.41 | 15.4 | 993 |  | Head Piece (Attachment to Post) |  |  |  |  | Qty / Row |  | C |  | 0 | Ea. |  | 1.4087 |  |  | 0 | Ea. |  | 1.4087 |  |  | 0 | Ea. |  | 1.9836 |  |  | 0 | Ea. |  | 1.9836 |  |  | 0 | Ea. |  | 1.9836 |  |  | 0 | Ea. |  | 1.4087 |  |  | 0 | Ea. |  | 1.9836 |  |  | 0 | Ea. |  | 1.9836 |  |  | 0 | Ea. |  | 1.9836 |  |  | 0 | Ea. |  | 1.9836 |  |  | 0 | Ea. |  | 1.9836 |  |  | 0 | Ea. |  | 1.9836 |  |  | 0 | Ea. |  | #N/A
[23 empty] | 1.7726 | Formula | 2018-10-08 |  |  |  | 1 | Formula | [11 empty] | T_M_1126 |  | RackInst | 15.41 | 15.4 | 994 |  | Strut |  |  |  |  | Qty / Row |  | C |  | 0 | Ea. |  | 1.4087 |  |  | 0 | Ea. |  | 1.4087 |  |  | 0 | Ea. |  | 1.9836 |  |  | 0 | Ea. |  | 1.9836 |  |  | 0 | Ea. |  | 1.9836 |  |  | 0 | Ea. |  | 1.4087 |  |  | 0 | Ea. |  | 1.9836 |  |  | 0 | Ea. |  | 1.9836 |  |  | 0 | Ea. |  | 1.9836 |  |  | 0 | Ea. |  | 1.9836 |  |  | 0 | Ea. |  | 1.9836 |  |  | 0 | Ea. |  | 1.9836 |  |  | 0 | Ea. |  | #N/A
[23 empty] | 1.7726 | Formula | 2018-10-08 |  |  |  | 1 | Formula | [11 empty] | T_M_1127 |  | RackInst | 15.41 | 15.4 | 995 |  | Girder |  |  |  |  | Qty / Row |  | C |  | 0 | Ea. |  | 1.4087 |  |  | 0 | Ea. |  | 1.4087 |  |  | 0 | Ea. |  | 1.9836 |  |  | 0 | Ea. |  | 1.9836 |  |  | 0 | Ea. |  | 1.9836 |  |  | 0 | Ea. |  | 1.4087 |  |  | 0 | Ea. |  | 1.9836 |  |  | 0 | Ea. |  | 1.9836 |  |  | 0 | Ea. |  | 1.9836 |  |  | 0 | Ea. |  | 1.9836 |  |  | 0 | Ea. |  | 1.9836 |  |  | 0 | Ea. |  | 1.9836 |  |  | 0 | Ea. |  | #N/A
[23 empty] | 1.7726 | Formula | 2018-10-08 |  |  |  | 1 | Formula | [11 empty] | T_M_1128 |  | RackInst | 15.41 | 15.4 | 996 |  | Purlin, Limited to __ Ft Long |  |  |  |  | Qty / Row |  | C |  | 0 | Ea. |  | 1.4087 |  |  | 0 | Ea. |  | 1.4087 |  |  | 0 | Ea. |  | 1.9836 |  |  | 0 | Ea. |  | 1.9836 |  |  | 0 | Ea. |  | 1.9836 |  |  | 0 | Ea. |  | 1.4087 |  |  | 0 | Ea. |  | 1.9836 |  |  | 0 | Ea. |  | 1.9836 |  |  | 0 | Ea. |  | 1.9836 |  |  | 0 | Ea. |  | 1.9836 |  |  | 0 | Ea. |  | 1.9836 |  |  | 0 | Ea. |  | 1.9836 |  |  | 0 | Ea. |  | #N/A
[23 empty] | 1.7726 | Formula | 2018-10-08 |  |  |  | 1 | Formula | [11 empty] | T_M_1129 |  | RackInst | 15.41 | 15.4 | 997 |  | Purlin Splice |  |  |  |  | Qty / Row |  | C |  | 0 | Ea. |  | 1.4087 |  |  | 0 | Ea. |  | 1.4087 |  |  | 0 | Ea. |  | 1.9836 |  |  | 0 | Ea. |  | 1.9836 |  |  | 0 | Ea. |  | 1.9836 |  |  | 0 | Ea. |  | 1.4087 |  |  | 0 | Ea. |  | 1.9836 |  |  | 0 | Ea. |  | 1.9836 |  |  | 0 | Ea. |  | 1.9836 |  |  | 0 | Ea. |  | 1.9836 |  |  | 0 | Ea. |  | 1.9836 |  |  | 0 | Ea. |  | 1.9836 |  |  | 0 | Ea. |  | #N/A
[23 empty] | 1.7726 | Formula | 2018-10-08 |  |  |  | 1 | Formula | [11 empty] | T_M_1130 |  | RackInst | 15.41 | 15.4 | 998 |  | Module Rail |  |  |  |  | Qty / Row |  | C |  | 0 | Ea. |  | 1.4087 |  |  | 0 | Ea. |  | 1.4087 |  |  | 0 | Ea. |  | 1.9836 |  |  | 0 | Ea. |  | 1.9836 |  |  | 0 | Ea. |  | 1.9836 |  |  | 0 | Ea. |  | 1.4087 |  |  | 0 | Ea. |  | 1.9836 |  |  | 0 | Ea. |  | 1.9836 |  |  | 0 | Ea. |  | 1.9836 |  |  | 0 | Ea. |  | 1.9836 |  |  | 0 | Ea. |  | 1.9836 |  |  | 0 | Ea. |  | 1.9836 |  |  | 0 | Ea. |  | #N/A
[23 empty] | 1.7726 | Formula | 2018-10-08 |  |  |  | 1 | Formula | [11 empty] | T_M_1131 |  | RackInst | 15.41 | 15.4 | 999 |  | Panel Attachments |  |  |  |  | Qty / Row |  | C |  | 0 | Ea. |  | 1.4087 |  |  | 0 | Ea. |  | 1.4087 |  |  | 0 | Ea. |  | 1.9836 |  |  | 0 | Ea. |  | 1.9836 |  |  | 0 | Ea. |  | 1.9836 |  |  | 0 | Ea. |  | 1.4087 |  |  | 0 | Ea. |  | 1.9836 |  |  | 0 | Ea. |  | 1.9836 |  |  | 0 | Ea. |  | 1.9836 |  |  | 0 | Ea. |  | 1.9836 |  |  | 0 | Ea. |  | 1.9836 |  |  | 0 | Ea. |  | 1.9836 |  |  | 0 | Ea. |  | #N/A
[23 empty] | 1.7726 | Formula | 2018-10-08 |  |  |  | 1 | Formula | [11 empty] | T_M_1132 |  | RackInst | 15.41 | 15.4 | 1000 |  | Other Costs Adjustments | [6 empty] | C |  | 0 | Ea. |  | 1.4087 |  | 0 | 0 | Ea. |  | 1.4087 |  | 0 | 0 | Ea. |  | 1.9836 |  | 0 | 0 | Ea. |  | 1.9836 |  | 0 | 0 | Ea. |  | 1.9836 |  | 0 | 0 | Ea. |  | 1.4087 |  | 0 | 0 | Ea. |  | 1.9836 |  | 0 | 0 | Ea. |  | 1.9836 |  | 0 | 0 | Ea. |  | 1.9836 |  | 0 | 0 | Ea. |  | 1.9836 |  | 0 | 0 | Ea. |  | 1.9836 |  | 0 | 0 | Ea. |  | 1.9836 |  | 0 | 0 | Ea. |  | #N/A |  | #N/A
[23 empty] | 1.7726 | Formula | 2018-10-08 |  |  |  | 1 | Formula | [11 empty] | T_M_1133 |  | RackInst | 15.41 | 15.4 | 1001 | [8 empty] | C
[7 empty] | Header |  | 15.45 | [32 empty] | T_M_1134 |  | StrackInst | 15.45 | 15.4 | 15.45 |  | S-Tracker Installation | [6 empty] | C
| 03-00-00~~03-00-15.4501 | 504-01-00~~504-01-15.4501 |  |  | 03- | 00- | 504- | 01- | 15.4501 | Install Racking | [31 empty] | T_M_1135 |  | StrackInst | 15.45 | 15.4 | 15.4501 |  | Install S-Tracker Interior Row |  | Assembly: |  |  |  |  | C |  | 4245.1889 | Trackers |  | 1135.2028 |  | 4819150.3146 | 4851.6444 | Trackers |  | 1135.2028 |  | 5507600.3595 | 1943.3231 | Trackers |  | 1564.0378 |  | 3039430.8329 | 1700.4077 | Trackers |  | 1564.0378 |  | 2659501.9788 | 1746.3654 | Trackers |  | 1564.0378 |  | 2731381.5487 | 4245.1889 | Trackers |  | 1135.2028 |  | 4819150.3146 | 1700.4077 | Trackers |  | 1564.0378 |  | 2659501.9788 | 1621.625 | Trackers |  | 1564.0378 |  | 2536282.8667 | 1700.4077 | Trackers |  | 1564.0378 |  | 2659501.9788 | 1700.4077 | Trackers |  | 1564.0378 |  | 2659501.9788 | 1700.4077 | Trackers |  | 1564.0378 |  | 2659501.9788 | 1700.4077 | Trackers |  | 1564.0378 |  | 2659501.9788 | 0 | Trackers |  | #N/A |  | #N/A
[23 empty] | 1.7726 | Formula | 2018-10-08 |  |  |  | 1 | Formula | [11 empty] | T_M_1136 |  | StrackInst | 15.45 | 15.4 | 1004 |  | S-Tracker |  | Torque Tubes |  |  | tube |  | C |  | 301.3583 | Lf. |  | 1.5214 |  |  | 301.3583 | Lf. |  | 1.5214 |  |  | 290.1969 | Lf. |  | 2.1423 |  |  | 290.1969 | Lf. |  | 2.1423 |  |  | 290.1969 | Lf. |  | 2.1423 |  |  | 301.3583 | Lf. |  | 1.5214 |  |  | 290.1969 | Lf. |  | 2.1423 |  |  | 290.1969 | Lf. |  | 2.1423 |  |  | 290.1969 | Lf. |  | 2.1423 |  |  | 290.1969 | Lf. |  | 2.1423 |  |  | 290.1969 | Lf. |  | 2.1423 |  |  | 290.1969 | Lf. |  | 2.1423 |  |  | 0 | Lf. |  | #N/A
[23 empty] | 1.7726 | Formula | 2018-10-08 |  |  |  | 1 | Formula | [11 empty] | T_M_1137 |  | StrackInst | 15.45 | 15.4 | 1005 |  | S-Tracker |  | Support Brackets / Bearings |  |  | post |  | C |  | 12 | Ea. |  | 19.0179 |  |  | 12 | Ea. |  | 19.0179 |  |  | 12 | Ea. |  | 26.7782 |  |  | 12 | Ea. |  | 26.7782 |  |  | 12 | Ea. |  | 26.7782 |  |  | 12 | Ea. |  | 19.0179 |  |  | 12 | Ea. |  | 26.7782 |  |  | 12 | Ea. |  | 26.7782 |  |  | 12 | Ea. |  | 26.7782 |  |  | 12 | Ea. |  | 26.7782 |  |  | 12 | Ea. |  | 26.7782 |  |  | 12 | Ea. |  | 26.7782 |  |  | 0 | Ea. |  | #N/A
[23 empty] | 1.7726 | Formula | 2018-10-08 |  |  |  | 1 | Formula | [11 empty] | T_M_1138 |  | StrackInst | 15.45 | 15.4 | 1006 |  | S-Tracker |  | Frame / Brackets for Frame |  |  | module |  | C |  | 82 | Ea. |  | 1.5214 |  |  | 82 | Ea. |  | 1.5214 |  |  | 79 | Ea. |  | 2.1423 |  |  | 79 | Ea. |  | 2.1423 |  |  | 79 | Ea. |  | 2.1423 |  |  | 82 | Ea. |  | 1.5214 |  |  | 79 | Ea. |  | 2.1423 |  |  | 79 | Ea. |  | 2.1423 |  |  | 79 | Ea. |  | 2.1423 |  |  | 79 | Ea. |  | 2.1423 |  |  | 79 | Ea. |  | 2.1423 |  |  | 79 | Ea. |  | 2.1423 |  |  | 0 | Ea. |  | #N/A
[23 empty] | 1.7726 | Formula | 2018-10-08 |  |  |  | 1 | Formula | [11 empty] | T_M_1139 |  | StrackInst | 15.45 | 15.4 | 1007 |  | S-Tracker |  | Links / Drive shafts |  |  | drive |  | C |  | 1 | Ea. |  | 114.1076 |  |  | 1 | Ea. |  | 114.1076 |  |  | 1 | Ea. |  | 160.6691 |  |  | 1 | Ea. |  | 160.6691 |  |  | 1 | Ea. |  | 160.6691 |  |  | 1 | Ea. |  | 114.1076 |  |  | 1 | Ea. |  | 160.6691 |  |  | 1 | Ea. |  | 160.6691 |  |  | 1 | Ea. |  | 160.6691 |  |  | 1 | Ea. |  | 160.6691 |  |  | 1 | Ea. |  | 160.6691 |  |  | 1 | Ea. |  | 160.6691 |  |  | 0 | Ea. |  | #N/A
[23 empty] | 1.7726 | Formula | 2018-10-08 |  |  |  | 1 | Formula | [11 empty] | T_M_1140 |  | StrackInst | 15.45 | 15.4 | 1008 |  | S-Tracker |  | Motors / Controllers |  |  | motor |  | C |  | 1 | Ea. |  | 76.0718 |  |  | 1 | Ea. |  | 76.0718 |  |  | 1 | Ea. |  | 107.1127 |  |  | 1 | Ea. |  | 107.1127 |  |  | 1 | Ea. |  | 107.1127 |  |  | 1 | Ea. |  | 76.0718 |  |  | 1 | Ea. |  | 107.1127 |  |  | 1 | Ea. |  | 107.1127 |  |  | 1 | Ea. |  | 107.1127 |  |  | 1 | Ea. |  | 107.1127 |  |  | 1 | Ea. |  | 107.1127 |  |  | 1 | Ea. |  | 107.1127 |  |  | 0 | Ea. |  | #N/A
[23 empty] | 1.7726 | Formula | 2018-10-08 |  |  |  | 1 | Formula | [11 empty] | T_M_1141 |  | StrackInst | 15.45 | 15.4 | 1009 |  | S-Tracker |  | Other Costs, Distribution of Materials |  |  |  |  | C |  | 1 | Ea. |  | 133.5533 |  |  | 1 | Ea. |  | 133.5533 |  |  | 1 | Ea. |  | 184.0045 |  |  | 1 | Ea. |  | 184.0045 |  |  | 1 | Ea. |  | 184.0045 |  |  | 1 | Ea. |  | 133.5533 |  |  | 1 | Ea. |  | 184.0045 |  |  | 1 | Ea. |  | 184.0045 |  |  | 1 | Ea. |  | 184.0045 |  |  | 1 | Ea. |  | 184.0045 |  |  | 1 | Ea. |  | 184.0045 |  |  | 1 | Ea. |  | 184.0045 |  |  | 0 | Ea. |  | #N/A
| 03-00-00~~03-00-15.4502 | 504-01-00~~504-01-15.4502 |  |  | 03- | 00- | 504- | 01- | 15.4502 | Install Racking | [12 empty] | 1.7726 | Formula | 2018-10-08 |  |  |  | 1 | Formula | [11 empty] | T_M_1142 |  | StrackInst | 15.45 | 15.4 | 15.4502 |  | Install S-Tracker Exterior Row |  | Assembly: |  |  |  |  | C |  | 2122.9611 | Trackers |  | 1156.7565 |  | 2455748.9878 | 1212.9778 | Trackers |  | 1156.7565 |  | 1403119.888 | 485.9641 | Trackers |  | 1624.735 |  | 789562.8917 | 826.9389 | Trackers |  | 1624.735 |  | 1343556.6079 | 848.9346 | Trackers |  | 1624.735 |  | 1379293.7322 | 2062.9622 | Trackers |  | 1156.7565 |  | 2386344.8714 | 826.9389 | Trackers |  | 1624.735 |  | 1343556.6079 | 998.923 | Trackers |  | 1624.735 |  | 1622985.2044 | 826.9389 | Trackers |  | 1624.735 |  | 1343556.6079 | 826.9389 | Trackers |  | 1624.735 |  | 1343556.6079 | 826.9389 | Trackers |  | 1624.735 |  | 1343556.6079 | 826.9389 | Trackers |  | 1624.735 |  | 1343556.6079 | 0 | Trackers |  | #N/A |  | #N/A
[23 empty] | 1.7726 | Formula | 2018-10-08 |  |  |  | 1 | Formula | [11 empty] | T_M_1143 |  | StrackInst | 15.45 | 15.4 | 1011 |  | S-Tracker |  | Torque Tubes |  |  | tube |  | C |  | 301.3583 | Lf. |  | 1.5214 |  |  | 301.3583 | Lf. |  | 1.5214 |  |  | 290.1969 | Lf. |  | 2.1423 |  |  | 290.1969 | Lf. |  | 2.1423 |  |  | 290.1969 | Lf. |  | 2.1423 |  |  | 301.3583 | Lf. |  | 1.5214 |  |  | 290.1969 | Lf. |  | 2.1423 |  |  | 290.1969 | Lf. |  | 2.1423 |  |  | 290.1969 | Lf. |  | 2.1423 |  |  | 290.1969 | Lf. |  | 2.1423 |  |  | 290.1969 | Lf. |  | 2.1423 |  |  | 290.1969 | Lf. |  | 2.1423 |  |  | 0 | Lf. |  | #N/A
[23 empty] | 1.7726 | Formula | 2018-10-08 |  |  |  | 1 | Formula | [11 empty] | T_M_1144 |  | StrackInst | 15.45 | 15.4 | 1012 |  | S-Tracker |  | Support Brackets / Bearings |  |  | post |  | C |  | 13 | Ea. |  | 19.0179 |  |  | 13 | Ea. |  | 19.0179 |  |  | 14 | Ea. |  | 26.7782 |  |  | 14 | Ea. |  | 26.7782 |  |  | 14 | Ea. |  | 26.7782 |  |  | 13 | Ea. |  | 19.0179 |  |  | 14 | Ea. |  | 26.7782 |  |  | 14 | Ea. |  | 26.7782 |  |  | 14 | Ea. |  | 26.7782 |  |  | 14 | Ea. |  | 26.7782 |  |  | 14 | Ea. |  | 26.7782 |  |  | 14 | Ea. |  | 26.7782 |  |  | 0 | Ea. |  | #N/A
[23 empty] | 1.7726 | Formula | 2018-10-08 |  |  |  | 1 | Formula | [11 empty] | T_M_1145 |  | StrackInst | 15.45 | 15.4 | 1013 |  | S-Tracker |  | Frame / Brackets for Frame |  |  | module |  | C |  | 82 | Ea. |  | 1.5214 |  |  | 82 | Ea. |  | 1.5214 |  |  | 79 | Ea. |  | 2.1423 |  |  | 79 | Ea. |  | 2.1423 |  |  | 79 | Ea. |  | 2.1423 |  |  | 82 | Ea. |  | 1.5214 |  |  | 79 | Ea. |  | 2.1423 |  |  | 79 | Ea. |  | 2.1423 |  |  | 79 | Ea. |  | 2.1423 |  |  | 79 | Ea. |  | 2.1423 |  |  | 79 | Ea. |  | 2.1423 |  |  | 79 | Ea. |  | 2.1423 |  |  | 0 | Ea. |  | #N/A
[23 empty] | 1.7726 | Formula | 2018-10-08 |  |  |  | 1 | Formula | [11 empty] | T_M_1146 |  | StrackInst | 15.45 | 15.4 | 1014 |  | S-Tracker |  | Links / Drive shafts |  |  | drive |  | C |  | 1 | Ea. |  | 114.1076 |  |  | 1 | Ea. |  | 114.1076 |  |  | 1 | Ea. |  | 160.6691 |  |  | 1 | Ea. |  | 160.6691 |  |  | 1 | Ea. |  | 160.6691 |  |  | 1 | Ea. |  | 114.1076 |  |  | 1 | Ea. |  | 160.6691 |  |  | 1 | Ea. |  | 160.6691 |  |  | 1 | Ea. |  | 160.6691 |  |  | 1 | Ea. |  | 160.6691 |  |  | 1 | Ea. |  | 160.6691 |  |  | 1 | Ea. |  | 160.6691 |  |  | 0 | Ea. |  | #N/A
[23 empty] | 1.7726 | Formula | 2018-10-08 |  |  |  | 1 | Formula | [11 empty] | T_M_1147 |  | StrackInst | 15.45 | 15.4 | 1015 |  | S-Tracker |  | Motors / Controllers |  |  | motor |  | C |  | 1 | Ea. |  | 76.0718 |  |  | 1 | Ea. |  | 76.0718 |  |  | 1 | Ea. |  | 107.1127 |  |  | 1 | Ea. |  | 107.1127 |  |  | 1 | Ea. |  | 107.1127 |  |  | 1 | Ea. |  | 76.0718 |  |  | 1 | Ea. |  | 107.1127 |  |  | 1 | Ea. |  | 107.1127 |  |  | 1 | Ea. |  | 107.1127 |  |  | 1 | Ea. |  | 107.1127 |  |  | 1 | Ea. |  | 107.1127 |  |  | 1 | Ea. |  | 107.1127 |  |  | 0 | Ea. |  | #N/A
[23 empty] | 1.7726 | Formula | 2018-10-08 |  |  |  | 1 | Formula | [11 empty] | T_M_1148 |  | StrackInst | 15.45 | 15.4 | 1016 |  | S-Tracker |  | Other Costs, Distribution of Materials |  |  |  |  | C |  | 1 | Ea. |  | 136.089 |  |  | 1 | Ea. |  | 136.089 |  |  | 1 | Ea. |  | 191.1453 |  |  | 1 | Ea. |  | 191.1453 |  |  | 1 | Ea. |  | 191.1453 |  |  | 1 | Ea. |  | 136.089 |  |  | 1 | Ea. |  | 191.1453 |  |  | 1 | Ea. |  | 191.1453 |  |  | 1 | Ea. |  | 191.1453 |  |  | 1 | Ea. |  | 191.1453 |  |  | 1 | Ea. |  | 191.1453 |  |  | 1 | Ea. |  | 191.1453 |  |  | 0 | Ea. |  | #N/A
| 04-00-00~~04-00-15.4998 | 301-01-00~~301-01-15.4998 |  |  | 04- | 00- | 301- | 01- | 15.4998 | Install Racking | [31 empty] | T_M_1149 |  | StrackInst | 15.45 | 15.4 | 15.4998 |  | Lump Sum Racking Installation | [6 empty] | C |  | 0 | LS |  | 7274899.3024 |  | 0 | 0 | LS |  | 6910720.2475 |  | 0 | 0 | LS |  | 3828993.7246 |  | 0 | 0 | LS |  | 4003058.5867 |  | 0 | 0 | LS |  | 4110675.281 |  | 0 | 0 | LS |  | 7205495.1859 |  | 0 | 0 | LS |  | 4003058.5867 |  | 0 | 0 | LS |  | 4159268.071 |  | 0 | 0 | LS |  | 4003058.5867 |  | 0 | 0 | LS |  | 4003058.5867 |  | 0 | 0 | LS |  | 4003058.5867 |  | 0 | 0 | LS |  | 4003058.5867 |  | 0 | 0 | LS |  | #VALUE! |  | #VALUE!
[42 empty] | T_M_1150 |  |  |  |  | 1018 | [15 empty] | 44483674.7673 | [5 empty] | 42707402.2776 | [5 empty] | 20010940.3174 | [5 empty] | 23444867.9761 | [5 empty] | 24072551.7683 | [5 empty] | 43866236.2418 | [5 empty] | 23444867.9761 | [5 empty] | 24364244.7395 | [5 empty] | 23444867.9761 | [5 empty] | 23443123.0536 | [5 empty] | 23444867.9761 | [5 empty] | 23443123.0536 | [5 empty] | #N/A
[42 empty] | T_M_1151 |  |  |  |  | 1019
[7 empty] | Header |  | 17.1 | [32 empty] | T_M_1152 |  | PVInst |  |  | 17.1 |  | PV PANELS "Module Installation" | [6 empty] | C
| -00~~ | [21 empty] | 1 | Formula |  |  |  |  | 1 | Formula | [7 empty] | T_A_743 |  |  |  | T_M_1153 |  |  |  |  | 1021 |  | Panel Install Contractor Mob/Demob | [6 empty] | C |  |  | Lot | 2278 | 483214.2396 |  |  |  | Lot | 2278 | 483214.2396 |  |  |  | Lot | 2278 | 262435.7209 |  |  |  | Lot | 2278 | 262435.7209 |  |  |  | Lot | 2278 | 269528.5782 |  |  |  | Lot | 2278 | 483214.2396 |  |  |  | Lot | 2278 | 262435.7209 |  |  |  | Lot | 2278 | 269528.5782 |  |  |  | Lot | 2278 | 262435.7209 |  |  |  | Lot | 2278 | 262435.7209 |  |  |  | Lot | 2278 | 262435.7209 |  |  |  | Lot | 2278 | 262435.7209 |  |  |  | Lot |  | #VALUE!
| 03-00-00~~03-00-17.1002 | 504-02-00~~504-02-17.1002 |  |  | 03- | 00- | 504- | 02- | 17.1002 | Install Modules | [12 empty] | 0.1 | Labor |  |  |  |  | 0.08 | Labor | [7 empty] | T_A_744 |  |  |  | T_M_1154 |  | PVInst | 17 | 17 | 17.1002 |  | Module Installation | [6 empty] | C |  | 491228.0702 | Ea. | 1134 | 8.8085 |  | 4326974.4596 | 491228.0702 | Ea. | 1134 | 8.8085 |  | 4326974.4596 | 189473.6842 | Ea. | 1134 | 12.4028 |  | 2349998.3408 | 189473.6842 | Ea. | 1134 | 12.4028 |  | 2349998.3408 | 194594.5946 | Ea. | 1134 | 12.4028 |  | 2413511.8095 | 491228.0702 | Ea. | 1134 | 8.8085 |  | 4326974.4596 | 189473.6842 | Ea. | 1134 | 12.4028 |  | 2349998.3408 | 194594.5946 | Ea. | 1134 | 12.4028 |  | 2413511.8095 | 189473.6842 | Ea. | 1134 | 12.4028 |  | 2349998.3408 | 189473.6842 | Ea. | 1134 | 12.4028 |  | 2349998.3408 | 189473.6842 | Ea. | 1134 | 12.4028 |  | 2349998.3408 | 189473.6842 | Ea. | 1134 | 12.4028 |  | 2349998.3408 | #VALUE! | Ea. |  | #VALUE! |  | #VALUE!
| 03-00-00~~03-00-17.1003 | 504-02-00~~504-02-17.1003 |  |  | 03- | 00- | 504- | 02- | 17.1003 | Install Modules | [12 empty] | 0.585 | Material & Labor | 2018-10-08 |  |  |  | 0.365 | Material & Labor | [11 empty] | T_M_1155 |  | PVInst | 17 | 17 | 17.1003 |  | Module Installation (Panel Attachments) |  |  |  | Default (2) per Panel |  |  | C |  | 982456.1404 | Ea. | 2 | 0.51419 |  | 505167.9368 | 982456.1404 | Ea. | 2 | 0.51419 |  | 505167.9368 | 378947.3684 | Ea. | 2 | 0.724 |  | 274358.8677 | 378947.3684 | Ea. | 2 | 0.724 |  | 274358.8677 | 389189.1892 | Ea. | 2 | 0.724 |  | 281773.9722 | 982456.1404 | Ea. | 2 | 0.51419 |  | 505167.9368 | 378947.3684 | Ea. | 2 | 0.724 |  | 274358.8677 | 389189.1892 | Ea. | 2 | 0.724 |  | 281773.9722 | 378947.3684 | Ea. | 2 | 0.724 |  | 274358.8677 | 378947.3684 | Ea. | 2 | 0.724 |  | 274358.8677 | 378947.3684 | Ea. | 2 | 0.724 |  | 274358.8677 | 378947.3684 | Ea. | 2 | 0.724 |  | 274358.8677 | #VALUE! | Ea. | 2 | #N/A |  | #N/A
| 04-00-00~~04-00-17.1998 | 301-01-00~~301-01-17.1998 |  |  | 04- | 00- | 301- | 01- | 17.1998 | Install Modules | [31 empty] | T_M_1156 |  | PVInst | 17 | 17 | 17.1998 |  | Lump Sum Module Installation | [6 empty] | C |  | 0 | LS |  | 4832142.3963 |  | 0 | 0 | LS |  | 4832142.3963 |  | 0 | 0 | LS |  | 2624357.2085 |  | 0 | 0 | LS |  | 2624357.2085 |  | 0 | 0 | LS |  | 2695285.7817 |  | 0 | 0 | LS |  | 4832142.3963 |  | 0 | 0 | LS |  | 2624357.2085 |  | 0 | 0 | LS |  | 2695285.7817 |  | 0 | 0 | LS |  | 2624357.2085 |  | 0 | 0 | LS |  | 2624357.2085 |  | 0 | 0 | LS |  | 2624357.2085 |  | 0 | 0 | LS |  | 2624357.2085 |  | 0 | 0 | LS |  | #VALUE! |  | #VALUE!
[23 empty] | - | [18 empty] | T_M_1157 |  |  |  | - | 1025 |  | - |  |  | - | - | - | - |  |  | - | - |  | - |  | - | - | - |  | - |  | - | - | - |  | - |  | - | - | - |  | - |  | - | - | - |  | - |  | - | - | - |  | - |  | - | - | - |  | - |  | - | - | - |  | - |  | - | - | - |  | - |  | - | - | - |  | - |  | - | - | - |  | - |  | - | - | - |  | - |  | - | - | - |  | - |  | -
[42 empty] | T_M_1158 |  |  |  |  | 1026 | [15 empty] | 4832142.3963 | [5 empty] | 4832142.3963 | [5 empty] | 2624357.2085 | [5 empty] | 2624357.2085 | [5 empty] | 2695285.7817 | [5 empty] | 4832142.3963 | [5 empty] | 2624357.2085 | [5 empty] | 2695285.7817 | [5 empty] | 2624357.2085 | [5 empty] | 2624357.2085 | [5 empty] | 2624357.2085 | [5 empty] | 2624357.2085 | [5 empty] | #VALUE!
[42 empty] | T_M_1159 |  |  |  |  | 1027
[7 empty] | Header |  | 18.0 | [32 empty] | T_M_1160 |  |  |  |  | 18.0 |  | PV WIRING SYSTEM, SUPPLY & ASSEMBLY
[23 empty] | - | [18 empty] | T_M_1161 |  |  |  | - | 1029 |  | - |  |  | - | - | - | - |  |  | - | - | - | - | - | - | - | - | - | - | - | - | - | - | - | - | - | - | - | - | - | - | - | - | - | - | - | - | - | - | - | - | - | - | - | - | - | - | - | - | - | - | - | - | - | - | - | - | - | - | - | - | - | - | - | - | - | - | - | - | - | - | - | - | - | - | - | - | - | - | - | - | - | - | - | - | - | -
[7 empty] | Header |  | 18.1 | [23 empty] | DC Wire to Combiner Box | [8 empty] | T_M_1162 |  |  | 18 | 18 | 18.1 |  | DC Wiring, Materials: ("Project Level") | [6 empty] | C
[42 empty] | T_M_1163 |  |  |  |  | 1031 |  | DC String Wiring: Materials
| 03-00-00~~03-00-18.1003 | 504-03-00~~504-03-18.1003 |  |  | 03- | 00- | 504- | 03- | 18.1003 | Supply DC | [12 empty] | 1.43 | 2018-10-08 |  |  |  |  | 1 | Lookup Table "Wire_DC" |  |  | Wire Harness Fuses: | [8 empty] | T_M_1165 |  | DC | 18 | 18 | 18.1003 |  | DC Modules String Wiring, Strings | [6 empty] | US |  | 3096538.6961 | Ft | #10 AWG Cu | 0.4 |  | 1238615.4785 | 3096538.6961 | Ft | #10 AWG Cu | 0.4 |  | 1238615.4785 | 1195128.949 | Ft | #10 AWG Cu | 0.4 |  | 478051.5796 | 1195128.949 | Ft | #10 AWG Cu | 0.4 |  | 478051.5796 | 1227429.7314 | Ft | #10 AWG Cu | 0.4 |  | 490971.8925 | 3096538.6961 | Ft | #10 AWG Cu | 0.4 |  | 1238615.4785 | 1195128.949 | Ft | #10 AWG Cu | 0.4 |  | 478051.5796 | 1227429.7314 | Ft | #10 AWG Cu | 0.4 |  | 490971.8925 | 1195128.949 | Ft | #10 AWG Cu | 0.4 |  | 478051.5796 | 1195128.949 | Ft | #10 AWG Cu | 0.4 |  | 478051.5796 | 1195128.949 | Ft | #10 AWG Cu | 0.4 |  | 478051.5796 | 1195128.949 | Ft | #10 AWG Cu | 0.4 |  | 478051.5796 | #VALUE! | Ft | #VALUE! | #VALUE! |  | #VALUE!
| 03-00-00~~03-00-18.1004 | 504-03-00~~504-03-18.1004 |  |  | 03- | 00- | 504- | 03- | 18.1004 | Supply DC | [12 empty] | 1.43 | 2018-10-08 |  |  |  |  | 1 | Lookup Table "Inline_Fuses" | [11 empty] | T_M_1166 |  | DC | 18 | 18 | 18.1004 |  | DC String Wiring Inline Fuses | [6 empty] | US |  | 18193.6667 | Ea | 30 | 25 |  | 454841.6667 | 18193.6667 | Ea | 30 | 25 |  | 454841.6667 | 7287.4615 | Ea | 30 | 25 |  | 182186.5385 | 7287.4615 | Ea | 30 | 25 |  | 182186.5385 | 7484.4231 | Ea | 30 | 25 |  | 187110.5769 | 18193.6667 | Ea | 30 | 25 |  | 454841.6667 | 7287.4615 | Ea | 30 | 25 |  | 182186.5385 | 7484.4231 | Ea | 30 | 25 |  | 187110.5769 | 7287.4615 | Ea | 30 | 25 |  | 182186.5385 | 7287.4615 | Ea | 30 | 25 |  | 182186.5385 | 7287.4615 | Ea | 30 | 25 |  | 182186.5385 | 7287.4615 | Ea | 30 | 25 |  | 182186.5385 | #VALUE! | Ea | #VALUE! | #VALUE! |  | #VALUE!
| 03-00-00~~03-00-18.1005 | 504-03-00~~504-03-18.1005 |  |  | 03- | 00- | 504- | 03- | 18.1005 | Supply DC | [12 empty] | 1.43 | 2018-10-08 |  |  |  |  | 1 |  |  |  | DC Wire - Combiner to Recombiner Box 350kcmil | [8 empty] | T_M_1167 |  | DC | 18 | 18 | 18.1005 |  | Wire Connectors Ys for Fuses | [6 empty] | US |  | 9096.8333 | Ea |  | 17.5 |  | 159194.5833 | 9096.8333 | Ea |  | 17.5 |  | 159194.5833 | 3643.7308 | Ea |  | 17.5 |  | 63765.2885 | 3643.7308 | Ea |  | 17.5 |  | 63765.2885 | 3742.2115 | Ea |  | 17.5 |  | 65488.7019 | 9096.8333 | Ea |  | 17.5 |  | 159194.5833 | 3643.7308 | Ea |  | 17.5 |  | 63765.2885 | 3742.2115 | Ea |  | 17.5 |  | 65488.7019 | 3643.7308 | Ea |  | 17.5 |  | 63765.2885 | 3643.7308 | Ea |  | 17.5 |  | 63765.2885 | 3643.7308 | Ea |  | 17.5 |  | 63765.2885 | 3643.7308 | Ea |  | 17.5 |  | 63765.2885 | #VALUE! | Ea |  | #VALUE! |  | #VALUE!
| 03-00-00~~03-00-18.1006 | 504-03-00~~504-03-18.1006 |  |  | 03- | 00- | 504- | 03- | 18.1006 | Supply DC | [12 empty] | 1.43 | 2018-10-08 |  |  |  |  | 1 | [12 empty] | T_M_1168 |  | DC | 18 | 18 | 18.1006 |  | Wire Connectors Ys for Non Fuse | [6 empty] | US |  | 9096.8333 | Ea |  | 13.5 |  | 122807.25 | 9096.8333 | Ea |  | 13.5 |  | 122807.25 | 3643.7308 | Ea |  | 13.5 |  | 49190.3654 | 3643.7308 | Ea |  | 13.5 |  | 49190.3654 | 3742.2115 | Ea |  | 13.5 |  | 50519.8558 | 9096.8333 | Ea |  | 13.5 |  | 122807.25 | 3643.7308 | Ea |  | 13.5 |  | 49190.3654 | 3742.2115 | Ea |  | 13.5 |  | 50519.8558 | 3643.7308 | Ea |  | 13.5 |  | 49190.3654 | 3643.7308 | Ea |  | 13.5 |  | 49190.3654 | 3643.7308 | Ea |  | 13.5 |  | 49190.3654 | 3643.7308 | Ea |  | 13.5 |  | 49190.3654 | #VALUE! | Ea |  | #VALUE! |  | #VALUE!
| 03-00-00~~03-00-18.1007 | 504-03-00~~504-03-18.1007 |  |  | 03- | 00- | 504- | 03- | 18.1007 | Supply DC | [12 empty] | 1.43 | 2018-10-08 |  |  |  |  | 1 | Lookup Table "Wire_Connectors" | [11 empty] | T_M_1169 |  | DC | 18 | 18 | 18.1007 |  | Wire Connectors Ends | [6 empty] | US |  | 18193.6667 | Ea |  | 10 |  | 181936.6667 | 18193.6667 | Ea |  | 10 |  | 181936.6667 | 7287.4615 | Ea |  | 10 |  | 72874.6154 | 7287.4615 | Ea |  | 10 |  | 72874.6154 | 7484.4231 | Ea |  | 10 |  | 74844.2308 | 18193.6667 | Ea |  | 10 |  | 181936.6667 | 7287.4615 | Ea |  | 10 |  | 72874.6154 | 7484.4231 | Ea |  | 10 |  | 74844.2308 | 7287.4615 | Ea |  | 10 |  | 72874.6154 | 7287.4615 | Ea |  | 10 |  | 72874.6154 | 7287.4615 | Ea |  | 10 |  | 72874.6154 | 7287.4615 | Ea |  | 10 |  | 72874.6154 | #VALUE! | Ea |  | #VALUE! |  | #VALUE!
[7 empty] | Header |  | 18.2 | [32 empty] | T_M_1170 |  |  |  |  | 18.2 |  | DC Circuit Wiring: Materials
| 03-00-00~~03-00-18.2001 | 504-03-00~~504-03-18.2001 |  |  | 03- | 00- | 504- | 03- | 18.2001 | Supply DC | [12 empty] | 1.43 | 2018-10-08 |  |  |  |  | 1 |  |  |  | Termininations | [8 empty] | T_M_1171 |  | DC | 18 | 18 | 18.2001 |  | DC Modules Circuit Wiring, Circuits |  |  | Collection to Combiner Box |  |  |  | US |  | 1971238.3233 | Ft | #8 AWG Cu | 0.59 |  | 1163030.6107 | 1973889.5598 | Ft | #8 AWG Cu | 0.59 |  | 1164594.8403 | 841539.044 | Ft | #8 AWG Cu | 0.59 |  | 496508.036 | 852810.1583 | Ft | #8 AWG Cu | 0.59 |  | 503157.9934 | 872859.8813 | Ft | #8 AWG Cu | 0.59 |  | 514987.33 | 1973889.5598 | Ft | #8 AWG Cu | 0.59 |  | 1164594.8403 | 841539.044 | Ft | #8 AWG Cu | 0.59 |  | 496508.036 | 887964.6097 | Ft | #8 AWG Cu | 0.59 |  | 523899.1197 | 841539.044 | Ft | #8 AWG Cu | 0.59 |  | 496508.036 | 841539.044 | Ft | #8 AWG Cu | 0.59 |  | 496508.036 | 841539.044 | Ft | #8 AWG Cu | 0.59 |  | 496508.036 | 841539.044 | Ft | #8 AWG Cu | 0.59 |  | 496508.036 | #VALUE! | Ft | #VALUE! | #VALUE! |  | #VALUE!
| 03-00-00~~03-00-18.2002 | 504-03-00~~504-03-18.2002 |  |  | 03- | 00- | 504- | 03- | 18.2002 | Supply DC | [12 empty] | 1.43 | 2018-10-08 |  |  |  |  | 1 | [12 empty] | T_M_1172 |  | DC | 18 | 18 | 18.2002 |  | DC Circuit Wiring Inline Fuses |  |  | With Combiner Boxes |  |  |  | US |  | 9096.8333 | Ea | 50 | 40 |  | 363873.3333 | 9096.8333 | Ea | 50 | 40 |  | 363873.3333 | 3643.7308 | Ea | 50 | 40 |  | 145749.2308 | 3643.7308 | Ea | 50 | 40 |  | 145749.2308 | 3742.2115 | Ea | 50 | 40 |  | 149688.4615 | 9096.8333 | Ea | 50 | 40 |  | 363873.3333 | 3643.7308 | Ea | 50 | 40 |  | 145749.2308 | 3742.2115 | Ea | 50 | 40 |  | 149688.4615 | 3643.7308 | Ea | 50 | 40 |  | 145749.2308 | 3643.7308 | Ea | 50 | 40 |  | 145749.2308 | 3643.7308 | Ea | 50 | 40 |  | 145749.2308 | 3643.7308 | Ea | 50 | 40 |  | 145749.2308 | #VALUE! | Ea | #VALUE! | #VALUE! |  | #VALUE!
| 03-00-00~~03-00-18.2003 | 504-03-00~~504-03-18.2003 |  |  | 03- | 00- | 504- | 03- | 18.2003 | Supply DC | [12 empty] | 1.43 | 2018-10-08 |  |  |  |  | 1 | Lookup Table "Wire_Connectors" | [11 empty] | T_M_1173 |  | DC | 18 | 18 | 18.2003 |  | Wire Connectors | [6 empty] | US |  | 9096.8333 | Ea |  | 12.5 |  | 113710.4167 | 9096.8333 | Ea |  | 12.5 |  | 113710.4167 | 3643.7308 | Ea |  | 12.5 |  | 45546.6346 | 3643.7308 | Ea |  | 12.5 |  | 45546.6346 | 3742.2115 | Ea |  | 12.5 |  | 46777.6442 | 9096.8333 | Ea |  | 12.5 |  | 113710.4167 | 3643.7308 | Ea |  | 12.5 |  | 45546.6346 | 3742.2115 | Ea |  | 12.5 |  | 46777.6442 | 3643.7308 | Ea |  | 12.5 |  | 45546.6346 | 3643.7308 | Ea |  | 12.5 |  | 45546.6346 | 3643.7308 | Ea |  | 12.5 |  | 45546.6346 | 3643.7308 | Ea |  | 12.5 |  | 45546.6346 | #VALUE! | Ea |  | #VALUE! |  | #VALUE!
[36 empty] | T_A_90 | [5 empty] | T_M_1174 |  | DC | 18 | 18 | 1041 | [10 empty] | Underground | Type Of Wire Support |  |  |  |  | Underground | Type Of Wire Support |  |  |  |  | Underground | Type Of Wire Support |  |  |  |  | Underground | Type Of Wire Support |  |  |  |  | Underground | Type Of Wire Support |  |  |  |  | Underground | Type Of Wire Support |  |  |  |  | Underground | Type Of Wire Support |  |  |  |  | Underground | Type Of Wire Support |  |  |  |  | Underground | Type Of Wire Support |  |  |  |  | Underground | Type Of Wire Support |  |  |  |  | Underground | Type Of Wire Support |  |  |  |  | Underground | Type Of Wire Support |  |  |  |  | Underground | Type Of Wire Support
[42 empty] | T_M_1177 |  | DC | 18 | 18 | 1042 |  | Wire Support from End of Row to Combiner Box | [6 empty] | C |  | 90.8304 | Lf. | 4.8613 | Rows / Cb |  |  | 90.8304 | Lf. | 4.8613 | Rows / Cb |  |  | 106.8593 | Lf. | 4.8613 | Rows / Cb |  |  | 106.8593 | Lf. | 4.8613 | Rows / Cb |  |  | 108.6821 | Lf. | 4.9442 | Rows / Cb |  |  | 90.8304 | Lf. | 4.8613 | Rows / Cb |  |  | 106.8593 | Lf. | 4.8613 | Rows / Cb |  |  | 111.9691 | Lf. | 5.0938 | Rows / Cb |  |  | 106.8593 | Lf. | 4.8613 | Rows / Cb |  |  | 106.8593 | Lf. | 4.8613 | Rows / Cb |  |  | 106.8593 | Lf. | 4.8613 | Rows / Cb |  |  | 106.8593 | Lf. | 4.8613 | Rows / Cb |  |  | #VALUE! | Lf. | #VALUE! | Rows / Cb
| 03-00-00~~03-00-18.2009 | 504-03-00~~504-03-18.2009 |  |  | 03- | 00- | 504- | 03- | 18.2009 | Supply DC | [12 empty] | 1.43 | 2018-10-08 |  |  |  |  | 1 | Formula | [11 empty] | T_M_1179 |  | DC | 18 | 18 | 18.2009 |  | Cab Hanger System | [6 empty] | C |  | 0 | Lf. |  | 4 |  | 0 | 0 | Lf. |  | 4 |  | 0 | 0 | Lf. |  | 4 |  | 0 | 0 | Lf. |  | 4 |  | 0 | 0 | Lf. |  | 4 |  | 0 | 0 | Lf. |  | 4 |  | 0 | 0 | Lf. |  | 4 |  | 0 | 0 | Lf. |  | 4 |  | 0 | 0 | Lf. |  | 4 |  | 0 | 0 | Lf. |  | 4 |  | 0 | 0 | Lf. |  | 4 |  | 0 | 0 | Lf. |  | 4 |  | 0 | 0 | Lf. |  | #N/A |  | #N/A
| 03-00-00~~03-00-18.2013 | 504-03-00~~504-03-18.2013 |  |  | 03- | 00- | 504- | 03- | 18.2013 | Supply DC | [12 empty] | 35.75 | 2018-10-08 |  |  |  |  | 25 | Formula | [11 empty] | T_M_1183 |  | DC | 18 | 18 | 18.2013 |  | DC String Cable Conduits | [6 empty] | C |  | 12738 | Ea. |  | 25 |  | 318450 | 12130 | Ea. |  | 25 |  | 303250 | 4860 | Ea. |  | 25 |  | 121500 | 5056 | Ea. |  | 25 |  | 126400 | 5192 | Ea. |  | 25 |  | 129800 | 12618 | Ea. |  | 25 |  | 315450 | 5056 | Ea. |  | 25 |  | 126400 | 5242 | Ea. |  | 25 |  | 131050 | 5056 | Ea. |  | 25 |  | 126400 | 5056 | Ea. |  | 25 |  | 126400 | 5056 | Ea. |  | 25 |  | 126400 | 5056 | Ea. |  | 25 |  | 126400 | #VALUE! | Ea. |  | #N/A |  | #N/A
[7 empty] | Header | [34 empty] | T_M_1186 |  |  |  |  | 0 |  | Combiner Boxes: Materials | [6 empty] | C
| 03-00-00~~03-00-18.2018 | 504-03-00~~504-03-18.2018 |  |  | 03- | 00- | 504- | 03- | 18.2018 | Supply DC | [12 empty] | 1158.872 | 2018-10-08 |  |  |  |  | 810.4 | Updated 9/17 | [11 empty] | T_M_1188 |  | DC | 18 | 18 | 18.2018 |  | Combiner Boxes |  |  |  |  | Supports with Piling |  | C |  | 1248 | Ea. |  | 810.4 |  | 1011379.2 | 1248 | Ea. |  | 810.4 |  | 1011379.2 | 500 | Ea. |  | 810.4 |  | 405200 | 500 | Ea. |  | 810.4 |  | 405200 | 505 | Ea. |  | 810.4 |  | 409252 | 1248 | Ea. |  | 810.4 |  | 1011379.2 | 500 | Ea. |  | 810.4 |  | 405200 | 490 | Ea. |  | 810.4 |  | 397096 | 500 | Ea. |  | 810.4 |  | 405200 | 500 | Ea. |  | 810.4 |  | 405200 | 500 | Ea. |  | 810.4 |  | 405200 | 500 | Ea. |  | 810.4 |  | 405200 | #VALUE! | Ea. |  | #N/A |  | #N/A
[7 empty] | Header |  | 18.3 | [32 empty] | T_M_1191 |  | DC | 18 | 18 | 18.3 |  | DC Wiring Materials: Combiner Box to Inverter: | [6 empty] | C
[37 empty] | T_A_111 |  |  |  |  | T_M_1192 |  | DC | 18 | 18 | 1048 |  |  |  | Adjustment for "Odd Block" Configuration (Greater than 100%) |  |  |  |  | C |  | % of DC Cable HR | 108% | 1306966.359 |  |  |  | % of DC Cable HR | 103% | 1248135.0941 |  |  |  | % of DC Cable HR | 103% | 534241.3929 |  |  |  | % of DC Cable HR | 110% | 578190.6828 |  |  |  | % of DC Cable HR | 110% | 583278.9741 |  |  |  | % of DC Cable HR | 110% | 1332959.8093 |  |  |  | % of DC Cable HR | 110% | 570549.0603 |  |  |  | % of DC Cable HR | 115% | 604256.681 |  |  |  | % of DC Cable HR | 110% | 570549.0603 |  |  |  | % of DC Cable HR | 110% | 580630.1915 |  |  |  | % of DC Cable HR | 110% | 570549.0603 |  |  |  | % of DC Cable HR | 110% | 580630.1915 |  |  |  | % of DC Cable HR | 103% | #VALUE!
| 03-00-00~~03-00-18.3002 | 504-03-00~~504-03-18.3002 |  |  | 03- | 00- | 504- | 03- | 18.3002 | Supply DC | [12 empty] | 1.43 | 2018-10-08 |  |  |  |  | 1 | Lookup Table "Wire_DC" | [11 empty] | T_M_1193 |  | DC | 18 | 18 | 18.3002 |  | DC HR Cable Type 1 |  | Cb to Inverter "Primary" Short Run (Ft.) (Positive & Neg) |  |  |  |  | C |  | 196044.9538 | 16.2% | 500 KCMIL AL | 2.9552 |  | 579352.0476 | 187220.2641 | 15.45% | 500 KCMIL AL | 2.9552 |  | 553273.3245 | 80136.2089 | 15.45% | 500 KCMIL AL | 2.9552 |  | 236818.5246 | 86728.6024 | 16.5% | 500 KCMIL AL | 2.9552 |  | 256300.3659 | 87491.8461 | 16.5% | 500 KCMIL AL | 2.9552 |  | 258555.9036 | 199943.9714 | 16.5% | 500 KCMIL AL | 2.9552 |  | 590874.4243 | 85582.359 | 16.5% | 500 KCMIL AL | 2.9552 |  | 252912.9875 | 90638.5022 | 17.25% | 500 KCMIL AL | 2.9552 |  | 267854.9016 | 85582.359 | 16.5% | 500 KCMIL AL | 2.9552 |  | 252912.9875 | 87094.5287 | 16.5% | 500 KCMIL AL | 2.9552 |  | 257381.7513 | 85582.359 | 16.5% | 500 KCMIL AL | 2.9552 |  | 252912.9875 | 87094.5287 | 16.5% | 500 KCMIL AL | 2.9552 |  | 257381.7513 | #VALUE! | 15.45% | #VALUE! | #VALUE! |  | #VALUE!
| 03-00-00~~03-00-18.3003 | 504-03-00~~504-03-18.3003 |  |  | 03- | 00- | 504- | 03- | 18.3003 | Supply DC | [12 empty] | 1.43 | 2018-10-08 |  |  |  |  | 1 | Lookup Table "Wire_DC" | [11 empty] | T_M_1194 |  | DC | 18 | 18 | 18.3003 |  | DC HR Cable Type 2 |  | Cb to Inverter "Primary" Average Run (Ft.) (Positive & Neg) |  |  |  |  | C |  | 808382.8961 | 66.8% | 500 KCMIL AL | 2.9552 |  | 2388933.1346 | 757969.4188 | 62.55% | 500 KCMIL AL | 2.9552 |  | 2239951.2265 | 324434.9429 | 62.55% | 500 KCMIL AL | 2.9552 |  | 958770.1434 | 360055.107 | 68.5% | 600 KCMIL AL | 3.6552 |  | 1316073.4272 | 363223.7248 | 68.5% | 600 KCMIL AL | 3.6552 |  | 1327655.3588 | 830070.4267 | 68.5% | 600 KCMIL AL | 3.6552 |  | 3034073.4236 | 355296.4603 | 68.5% | 600 KCMIL AL | 3.6552 |  | 1298679.6217 | 355986.0012 | 67.75% | 600 KCMIL AL | 3.6552 |  | 1301200.0316 | 355296.4603 | 68.5% | 600 KCMIL AL | 3.6552 |  | 1298679.6217 | 361574.2556 | 68.5% | 600 KCMIL AL | 3.6552 |  | 1321626.2191 | 355296.4603 | 68.5% | 600 KCMIL AL | 3.6552 |  | 1298679.6217 | 361574.2556 | 68.5% | 600 KCMIL AL | 3.6552 |  | 1321626.2191 | #VALUE! | 62.55% | #VALUE! | #VALUE! |  | #VALUE!
| 03-00-00~~03-00-18.3004 | 504-03-00~~504-03-18.3004 |  |  | 03- | 00- | 504- | 03- | 18.3004 | Supply DC | [12 empty] | 1.43 | 2018-10-08 |  |  |  |  | 1 | Lookup Table "Wire_DC" | [11 empty] | T_M_1195 |  | DC | 18 | 18 | 18.3004 |  | DC HR Cable Type 3 |  | Cb to Inverter "Primary" Long Run (Ft.) (Positive & Neg) |  |  |  |  | C |  | 302538.509 | 25% | 600 KCMIL AL | 3.6552 |  | 1105838.7582 | 302945.4112 | 25% | 600 KCMIL AL | 3.6552 |  | 1107326.067 | 129670.241 | 25% | 750 KCMIL AL | 4.124 |  | 534760.0738 | 131406.9734 | 25% | 750 KCMIL AL | 4.124 |  | 541922.3581 | 132563.4032 | 25% | 750 KCMIL AL | 4.124 |  | 546691.4748 | 302945.4112 | 25% | 600 KCMIL AL | 3.6552 |  | 1107326.067 | 129670.241 | 25% | 750 KCMIL AL | 4.124 |  | 534760.0738 | 157632.1777 | 30% | 750 KCMIL AL | 4.124 |  | 650075.1007 | 129670.241 | 25% | 750 KCMIL AL | 4.124 |  | 534760.0738 | 131961.4072 | 25% | 750 KCMIL AL | 4.124 |  | 544208.8431 | 129670.241 | 25% | 750 KCMIL AL | 4.124 |  | 534760.0738 | 131961.4072 | 25% | 750 KCMIL AL | 4.124 |  | 544208.8431 | #VALUE! | 25% | #VALUE! | #VALUE! |  | #VALUE!
| 03-00-00~~03-00-18.3006 | 504-03-00~~504-03-18.3006 |  |  | 03- | 00- | 504- | 03- | 18.3006 | Supply DC | [12 empty] | 1.43 | 2018-10-08 |  |  |  |  | 1 | Lookup Table "Wire_DC" | [11 empty] | T_M_1197 |  | DC | 18 | 18 | 18.3006 |  | DC Wire Terminations, HR (CB and Inverter) | [6 empty] | C |  | 4992 | Ea. | 500 KCMIL AL | 115 |  | 574080 | 4992 | Ea. | 500 KCMIL AL | 115 |  | 574080 | 2000 | Ea. | 500 KCMIL AL | 115 |  | 230000 | 2000 | Ea. | 600 KCMIL AL | 125 |  | 250000 | 2020 | Ea. | 600 KCMIL AL | 125 |  | 252500 | 4992 | Ea. | 600 KCMIL AL | 125 |  | 624000 | 2000 | Ea. | 600 KCMIL AL | 125 |  | 250000 | 1960 | Ea. | 600 KCMIL AL | 125 |  | 245000 | 2000 | Ea. | 600 KCMIL AL | 125 |  | 250000 | 2000 | Ea. | 600 KCMIL AL | 125 |  | 250000 | 2000 | Ea. | 600 KCMIL AL | 125 |  | 250000 | 2000 | Ea. | 600 KCMIL AL | 125 |  | 250000 | #VALUE! | Ea. | #VALUE! | #VALUE! |  | #VALUE!
[42 empty] | T_M_1198 |  |  |  |  | 1053 |  | DC Cable Support from End of Column to Inverter | [6 empty] | C |  | Underground | Type Of Wire Support |  |  |  |  | Underground | Type Of Wire Support |  |  |  |  | Underground | Type Of Wire Support |  |  |  |  | Underground | Type Of Wire Support |  |  |  |  | Underground | Type Of Wire Support |  |  |  |  | Underground | Type Of Wire Support |  |  |  |  | Underground | Type Of Wire Support |  |  |  |  | Underground | Type Of Wire Support |  |  |  |  | Underground | Type Of Wire Support |  |  |  |  | Underground | Type Of Wire Support |  |  |  |  | Underground | Type Of Wire Support |  |  |  |  | Underground | Type Of Wire Support |  |  |  |  | Underground | Type Of Wire Support
| 03-00-00~~03-00-18.3009 | 504-03-00~~504-03-18.3009 |  |  | 03- | 00- | 504- | 03- | 18.3009 | Supply DC | [12 empty] | 1.43 | 2018-10-08 | [17 empty] | T_M_1200 |  | DC | 18 | 18 | 18.3009 |  | DC HR Conduits | [6 empty] | C |  | 1248 | Ea. |  | 37.5 |  | 46800 | 1248 | Ea. |  | 37.5 |  | 46800 | 500 | Ea. |  | 37.5 |  | 18750 | 500 | Ea. |  | 37.5 |  | 18750 | 505 | Ea. |  | 37.5 |  | 18937.5 | 1248 | Ea. |  | 37.5 |  | 46800 | 500 | Ea. |  | 37.5 |  | 18750 | 490 | Ea. |  | 37.5 |  | 18375 | 500 | Ea. |  | 37.5 |  | 18750 | 500 | Ea. |  | 37.5 |  | 18750 | 500 | Ea. |  | 37.5 |  | 18750 | 500 | Ea. |  | 37.5 |  | 18750 | #VALUE! | Ea. |  | #N/A |  | #N/A
| 03-00-00~~03-00-18.3011 | 504-03-00~~504-03-18.3011 |  |  | 03- | 00- | 504- | 03- | 18.3011 | Supply DC | [12 empty] | 1.43 | 2018-10-08 |  |  |  |  | 1 | [12 empty] | T_M_1202 |  | DC | 18 | 18 | 18.3011 |  | Cab Hanger System | [6 empty] | C |  | 0 | Lf. |  | 5 |  | 0 | 0 | Lf. |  | 5 |  | 0 | 0 | Lf. |  | 5 |  | 0 | 0 | Lf. |  | 5 |  | 0 | 0 | Lf. |  | 5 |  | 0 | 0 | Lf. |  | 5 |  | 0 | 0 | Lf. |  | 5 |  | 0 | 0 | Lf. |  | 5 |  | 0 | 0 | Lf. |  | 5 |  | 0 | 0 | Lf. |  | 5 |  | 0 | 0 | Lf. |  | 5 |  | 0 | 0 | Lf. |  | 5 |  | 0 | 0 | Lf. |  | #N/A |  | #N/A
[7 empty] | Header |  | 18.4 | [32 empty] | T_M_1220 |  | DC | 18 | 18 | 18.4 |  | Grounding: | [6 empty] | C
| 03-00-00~~03-00-18.4001 | 504-03-00~~504-03-18.4001 |  |  | 03- | 00- | 504- | 03- | 18.4001 | Supply DC | [12 empty] | 1.43 | 2018-10-08 |  |  |  |  | 1 | Lookup Table "Grounding" | [11 empty] | T_M_1221 |  | Ground | 18 | 18 | 18.4001 |  | DC Ground Wire (#2 Cu) | [6 empty] | C |  | 169940.6934 | Ft | CU #2 | 1.469 |  | 249642.8785 | 169940.6934 | Ft | CU #2 | 1.469 |  | 249642.8785 | 80062.1593 | Ft | CU #2 | 1.469 |  | 117611.312 | 80062.1593 | Ft | CU #2 | 1.469 |  | 117611.312 | 82226.9269 | Ft | CU #2 | 1.469 |  | 120791.3556 | 169940.6934 | Ft | CU #2 | 1.469 |  | 249642.8785 | 80062.1593 | Ft | CU #2 | 1.469 |  | 117611.312 | 82226.9269 | Ft | CU #2 | 1.469 |  | 120791.3556 | 80062.1593 | Ft | CU #2 | 1.469 |  | 117611.312 | 80062.1593 | Ft | CU #2 | 1.469 |  | 117611.312 | 80062.1593 | Ft | CU #2 | 1.469 |  | 117611.312 | 80062.1593 | Ft | CU #2 | 1.469 |  | 117611.312 | #VALUE! | Ft | CU #2 | #N/A |  | #N/A
| 03-00-00~~03-00-18.4002 | 504-03-00~~504-03-18.4002 |  |  | 03- | 00- | 504- | 03- | 18.4002 | Supply DC | [12 empty] | 1.43 | 2018-10-08 |  |  |  |  | 1 | Lookup Table "Grounding" | [11 empty] | T_M_1222 |  | Ground | 18 | 18 | 18.4002 |  | Ground Rods |  | 5/8" Dia x 10 Ft |  |  |  |  | C |  | 377.646 | Ea | 5/8"Dia Rod | 500 |  | 188822.9926 | 377.646 | Ea | 5/8"Dia Rod | 500 |  | 188822.9926 | 177.9159 | Ea | 5/8"Dia Rod | 500 |  | 88957.9548 | 177.9159 | Ea | 5/8"Dia Rod | 500 |  | 88957.9548 | 182.7265 | Ea | 5/8"Dia Rod | 500 |  | 91363.2521 | 377.646 | Ea | 5/8"Dia Rod | 500 |  | 188822.9926 | 177.9159 | Ea | 5/8"Dia Rod | 500 |  | 88957.9548 | 182.7265 | Ea | 5/8"Dia Rod | 500 |  | 91363.2521 | 177.9159 | Ea | 5/8"Dia Rod | 500 |  | 88957.9548 | 177.9159 | Ea | 5/8"Dia Rod | 500 |  | 88957.9548 | 177.9159 | Ea | 5/8"Dia Rod | 500 |  | 88957.9548 | 177.9159 | Ea | 5/8"Dia Rod | 500 |  | 88957.9548 | #VALUE! | Ea | 5/8"Dia Rod | #N/A |  | #N/A
| 03-00-00~~03-00-18.4003 | 504-03-00~~504-03-18.4003 |  |  | 03- | 00- | 504- | 03- | 18.4003 | Supply DC | [12 empty] | 1.43 | 2018-10-08 |  |  |  |  | 1 | Lookup Table "Grounding" | [11 empty] | T_M_1223 |  | Ground | 18 | 18 | 18.4003 |  | PCU Grounding (4/0 Cu) | [6 empty] | C |  | 6948.4 | Ft | CU 4/0 | 3.839 |  | 26674.9076 | 6948.4 | Ft | CU 4/0 | 3.839 |  | 26674.9076 | 2755.4 | Ft | CU 4/0 | 3.839 |  | 10577.9806 | 2755.4 | Ft | CU 4/0 | 3.839 |  | 10577.9806 | 2755.4 | Ft | CU 4/0 | 3.839 |  | 10577.9806 | 6948.4 | Ft | CU 4/0 | 3.839 |  | 26674.9076 | 2755.4 | Ft | CU 4/0 | 3.839 |  | 10577.9806 | 2635.6 | Ft | CU 4/0 | 3.839 |  | 10118.0684 | 2755.4 | Ft | CU 4/0 | 3.839 |  | 10577.9806 | 2635.6 | Ft | CU 4/0 | 3.839 |  | 10118.0684 | 2755.4 | Ft | CU 4/0 | 3.839 |  | 10577.9806 | 2635.6 | Ft | CU 4/0 | 3.839 |  | 10118.0684 | #N/A | Ft | CU 4/0 | #N/A |  | #N/A
| 03-00-00~~03-00-18.4004 | 504-03-00~~504-03-18.4004 |  |  | 03- | 00- | 504- | 03- | 18.4004 | Supply DC | [12 empty] | 1.43 | 2018-10-08 |  |  |  |  | 1 | Lookup Table "Grounding" | [11 empty] | T_M_1224 |  | Ground | 18 | 18 | 18.4004 |  | Ground Rods |  | Base Includes 4 Ground Rods / PCU |  |  |  |  | C |  | 232 | Ea | 5/8"Dia Rod | 500 |  | 116000 | 232 | Ea | 5/8"Dia Rod | 500 |  | 116000 | 92 | Ea | 5/8"Dia Rod | 500 |  | 46000 | 92 | Ea | 5/8"Dia Rod | 500 |  | 46000 | 92 | Ea | 5/8"Dia Rod | 500 |  | 46000 | 232 | Ea | 5/8"Dia Rod | 500 |  | 116000 | 92 | Ea | 5/8"Dia Rod | 500 |  | 46000 | 88 | Ea | 5/8"Dia Rod | 500 |  | 44000 | 92 | Ea | 5/8"Dia Rod | 500 |  | 46000 | 88 | Ea | 5/8"Dia Rod | 500 |  | 44000 | 92 | Ea | 5/8"Dia Rod | 500 |  | 46000 | 88 | Ea | 5/8"Dia Rod | 500 |  | 44000 | #VALUE! | Ea | 5/8"Dia Rod | #N/A |  | #N/A
| 03-00-00~~03-00-18.4005 | 504-03-00~~504-03-18.4005 |  |  | 03- | 00- | 504- | 03- | 18.4005 | Supply DC | [31 empty] | T_M_1225 |  | Ground | 18 | 18 | 18.4005 |  | Other DC Wiring Materials | [6 empty] | C |  |  | Ea |  |  |  | 0 |  | Ea |  |  |  | 0 |  | Ea |  |  |  | 0 |  | Ea |  |  |  | 0 |  | Ea |  |  |  | 0 |  | Ea |  |  |  | 0 |  | Ea |  |  |  | 0 |  | Ea |  |  |  | 0 |  | Ea |  |  |  | 0 |  | Ea |  |  |  | 0 |  | Ea |  |  |  | 0 |  | Ea |  |  |  | 0 |  | Ea |  |  |  | 0
[42 empty] | T_M_1226 |  |  |  |  | 1062 | [8 empty] | C
[42 empty] | T_M_1227 |  |  |  |  | 1063 |  | DC Wiring, Installation: ("Project Level") | [6 empty] | C
[7 empty] | Header |  | 18.5 | [32 empty] | T_M_1228 |  |  |  |  | 18.5 |  | DC String Wiring: Installation | [6 empty] | C
| 05-00-00~~05-00-18.5002 | 504-03-00~~504-03-18.5002 |  |  | 05- | 00- | 504- | 03- | 18.5002 | Install DC | [12 empty] | 1.7726 | 2018-10-08 | Lookup Table "Wire_DC" |  |  |  | 1 | Lookup Table "Wire_DC" | [11 empty] | T_M_1230 |  | DCInst | 18.5 | 18.5 | 18.5002 |  | Install DC Modules String Wiring, Strings |  |  | Return from end of string to collection area |  |  |  | C |  | 3096538.6961 | Ft | #10 AWG Cu | 0.43324 |  | 1341544.0395 | 3096538.6961 | Ft | #10 AWG Cu | 0.43324 |  | 1341544.0395 | 1195128.949 | Ft | #10 AWG Cu | 0.58431 |  | 698330.5883 | 1195128.949 | Ft | #10 AWG Cu | 0.58431 |  | 698330.5883 | 1227429.7314 | Ft | #10 AWG Cu | 0.58431 |  | 717204.388 | 3096538.6961 | Ft | #10 AWG Cu | 0.43324 |  | 1341544.0395 | 1195128.949 | Ft | #10 AWG Cu | 0.58431 |  | 698330.5883 | 1227429.7314 | Ft | #10 AWG Cu | 0.58431 |  | 717204.388 | 1195128.949 | Ft | #10 AWG Cu | 0.58431 |  | 698330.5883 | 1195128.949 | Ft | #10 AWG Cu | 0.58431 |  | 698330.5883 | 1195128.949 | Ft | #10 AWG Cu | 0.58431 |  | 698330.5883 | 1195128.949 | Ft | #10 AWG Cu | 0.58431 |  | 698330.5883 | #VALUE! | Ft | #VALUE! | #VALUE! |  | #VALUE!
| 05-00-00~~05-00-18.5003 | 504-03-00~~504-03-18.5003 |  |  | 05- | 00- | 504- | 03- | 18.5003 | Install DC | [12 empty] | 1.7726 | 2018-10-08 | Lookup Table "Inline_Fuses" |  |  |  | 1 | Lookup Table "Inline_Fuses" | [11 empty] | T_M_1231 |  | DCInst | 18.5 | 18.5 | 18.5003 |  | Install Inline Fuses | [6 empty] | C |  | 18193.6667 | Ea | 30 | 2.8758 |  | 52321.3563 | 18193.6667 | Ea | 30 | 2.8758 |  | 52321.3563 | 7287.4615 | Ea | 30 | 3.8786 |  | 28265.2553 | 7287.4615 | Ea | 30 | 3.8786 |  | 28265.2553 | 7484.4231 | Ea | 30 | 3.8786 |  | 29029.1932 | 18193.6667 | Ea | 30 | 2.8758 |  | 52321.3563 | 7287.4615 | Ea | 30 | 3.8786 |  | 28265.2553 | 7484.4231 | Ea | 30 | 3.8786 |  | 29029.1932 | 7287.4615 | Ea | 30 | 3.8786 |  | 28265.2553 | 7287.4615 | Ea | 30 | 3.8786 |  | 28265.2553 | 7287.4615 | Ea | 30 | 3.8786 |  | 28265.2553 | 7287.4615 | Ea | 30 | 3.8786 |  | 28265.2553 | #VALUE! | Ea | #VALUE! | #VALUE! |  | #VALUE!
| 05-00-00~~05-00-18.5004 | 504-03-00~~504-03-18.5004 |  |  | 05- | 00- | 504- | 03- | 18.5004 | Install DC | [12 empty] | 1.7726 | 2018-10-08 | Lookup Table "Wire_Connectors" |  |  |  | 1 | Lookup Table "Wire_Connectors" | [11 empty] | T_M_1232 |  | DCInst | 18.5 | 18.5 | 18.5004 |  | Install Wire Connectors Ys for Fuses | [6 empty] | C |  | 9096.8333 | Ea |  | 4.2604 |  | 38756.5602 | 9096.8333 | Ea |  | 4.2604 |  | 38756.5602 | 3643.7308 | Ea |  | 5.7461 |  | 20937.2261 | 3643.7308 | Ea |  | 5.7461 |  | 20937.2261 | 3742.2115 | Ea |  | 5.7461 |  | 21503.1061 | 9096.8333 | Ea |  | 4.2604 |  | 38756.5602 | 3643.7308 | Ea |  | 5.7461 |  | 20937.2261 | 3742.2115 | Ea |  | 5.7461 |  | 21503.1061 | 3643.7308 | Ea |  | 5.7461 |  | 20937.2261 | 3643.7308 | Ea |  | 5.7461 |  | 20937.2261 | 3643.7308 | Ea |  | 5.7461 |  | 20937.2261 | 3643.7308 | Ea |  | 5.7461 |  | 20937.2261 | #VALUE! | Ea |  | #VALUE! |  | #VALUE!
| 05-00-00~~05-00-18.5005 | 504-03-00~~504-03-18.5005 |  |  | 05- | 00- | 504- | 03- | 18.5005 | Install DC | [12 empty] | 1.7726 | 2018-10-08 | Lookup Table "Wire_Connectors" |  |  |  | 1 | Lookup Table "Wire_Connectors" | [11 empty] | T_M_1233 |  | DCInst | 18.5 | 18.5 | 18.5005 |  | Install Wire Connectors Ys for Non Fuse | [6 empty] | C |  | 9096.8333 | Ea |  | 4.2604 |  | 38756.5602 | 9096.8333 | Ea |  | 4.2604 |  | 38756.5602 | 3643.7308 | Ea |  | 5.7461 |  | 20937.2261 | 3643.7308 | Ea |  | 5.7461 |  | 20937.2261 | 3742.2115 | Ea |  | 5.7461 |  | 21503.1061 | 9096.8333 | Ea |  | 4.2604 |  | 38756.5602 | 3643.7308 | Ea |  | 5.7461 |  | 20937.2261 | 3742.2115 | Ea |  | 5.7461 |  | 21503.1061 | 3643.7308 | Ea |  | 5.7461 |  | 20937.2261 | 3643.7308 | Ea |  | 5.7461 |  | 20937.2261 | 3643.7308 | Ea |  | 5.7461 |  | 20937.2261 | 3643.7308 | Ea |  | 5.7461 |  | 20937.2261 | #VALUE! | Ea |  | #VALUE! |  | #VALUE!
| 05-00-00~~05-00-18.5006 | 504-03-00~~504-03-18.5006 |  |  | 05- | 00- | 504- | 03- | 18.5006 | Install DC | [12 empty] | 1.7726 | 2018-10-08 | Lookup Table "Wire_Connectors" |  |  |  | 1 | Lookup Table "Wire_Connectors" | [11 empty] | T_M_1234 |  | DCInst | 18.5 | 18.5 | 18.5006 |  | Install Wire Connectors Ends | [6 empty] | C |  | 18193.6667 | Ea |  | 3.7279 |  | 67823.9803 | 18193.6667 | Ea |  | 3.7279 |  | 67823.9803 | 7287.4615 | Ea |  | 5.0278 |  | 36640.1457 | 7287.4615 | Ea |  | 5.0278 |  | 36640.1457 | 7484.4231 | Ea |  | 5.0278 |  | 37630.4356 | 18193.6667 | Ea |  | 3.7279 |  | 67823.9803 | 7287.4615 | Ea |  | 5.0278 |  | 36640.1457 | 7484.4231 | Ea |  | 5.0278 |  | 37630.4356 | 7287.4615 | Ea |  | 5.0278 |  | 36640.1457 | 7287.4615 | Ea |  | 5.0278 |  | 36640.1457 | 7287.4615 | Ea |  | 5.0278 |  | 36640.1457 | 7287.4615 | Ea |  | 5.0278 |  | 36640.1457 | #VALUE! | Ea |  | #VALUE! |  | #VALUE!
[7 empty] | Header |  | 18.6 | [32 empty] | T_M_1235 |  |  |  |  | 18.6 |  | DC Circuit Wiring: Installation | [6 empty] | C
| 05-00-00~~05-00-18.6001 | 504-03-00~~504-03-18.6001 |  |  | 05- | 00- | 504- | 03- | 18.6001 | Install DC | [12 empty] | 1.7726 | 2018-10-08 | Lookup Table "Wire_DC" |  |  |  | 1 | Lookup Table "Wire_DC" | [11 empty] | T_M_1236 |  | DCInst | 18.5 | 18.5 | 18.6001 |  | Install DC Modules Circuit Wiring, Circuits |  |  | Collection to Combiner Box |  |  |  | C |  | 1971238.3233 | Ft | #8 AWG Cu | 0.52157 |  | 1028136.3432 | 1973889.5598 | Ft | #8 AWG Cu | 0.52157 |  | 1029519.1455 | 841539.044 | Ft | #8 AWG Cu | 0.70344 |  | 591975.4883 | 852810.1583 | Ft | #8 AWG Cu | 0.70344 |  | 599904.0846 | 872859.8813 | Ft | #8 AWG Cu | 0.70344 |  | 614007.9395 | 1973889.5598 | Ft | #8 AWG Cu | 0.52157 |  | 1029519.1455 | 841539.044 | Ft | #8 AWG Cu | 0.70344 |  | 591975.4883 | 887964.6097 | Ft | #8 AWG Cu | 0.70344 |  | 624633.2683 | 841539.044 | Ft | #8 AWG Cu | 0.70344 |  | 591975.4883 | 841539.044 | Ft | #8 AWG Cu | 0.70344 |  | 591975.4883 | 841539.044 | Ft | #8 AWG Cu | 0.70344 |  | 591975.4883 | 841539.044 | Ft | #8 AWG Cu | 0.70344 |  | 591975.4883 | #VALUE! | Ft | #VALUE! | #VALUE! |  | #VALUE!
| 05-00-00~~05-00-18.6002 | 504-03-00~~504-03-18.6002 |  |  | 05- | 00- | 504- | 03- | 18.6002 | Install DC | [12 empty] | 1.7726 | 2018-10-08 | Lookup Table "Inline_Fuses" |  |  |  | 1 | Lookup Table "Inline_Fuses" | [11 empty] | T_M_1237 |  | DCInst | 18.5 | 18.5 | 18.6002 |  | Install Circuit Fuses |  |  | With Combiner Boxes |  |  |  | C |  | 9096.8333 | Ea | 50 | 3.1953 |  | 29067.4201 | 9096.8333 | Ea | 50 | 3.1953 |  | 29067.4201 | 3643.7308 | Ea | 50 | 4.3096 |  | 15702.9196 | 3643.7308 | Ea | 50 | 4.3096 |  | 15702.9196 | 3742.2115 | Ea | 50 | 4.3096 |  | 16127.3295 | 9096.8333 | Ea | 50 | 3.1953 |  | 29067.4201 | 3643.7308 | Ea | 50 | 4.3096 |  | 15702.9196 | 3742.2115 | Ea | 50 | 4.3096 |  | 16127.3295 | 3643.7308 | Ea | 50 | 4.3096 |  | 15702.9196 | 3643.7308 | Ea | 50 | 4.3096 |  | 15702.9196 | 3643.7308 | Ea | 50 | 4.3096 |  | 15702.9196 | 3643.7308 | Ea | 50 | 4.3096 |  | 15702.9196 | #VALUE! | Ea | #VALUE! | #VALUE! |  | #VALUE!
| 05-00-00~~05-00-18.6003 | 504-03-00~~504-03-18.6003 |  |  | 05- | 00- | 504- | 03- | 18.6003 | Install DC | [12 empty] | 1.7726 | 2018-10-08 | Lookup Table "Wire_Connectors" |  |  |  | 1 | Lookup Table "Wire_Connectors" | [11 empty] | T_M_1238 |  | DCInst | 18.5 | 18.5 | 18.6003 |  | Install Wire Connectors | [6 empty] | C |  | 9096.8333 | Ea |  | 4.2604 |  | 38756.5602 | 9096.8333 | Ea |  | 4.2604 |  | 38756.5602 | 3643.7308 | Ea |  | 5.7461 |  | 20937.2261 | 3643.7308 | Ea |  | 5.7461 |  | 20937.2261 | 3742.2115 | Ea |  | 5.7461 |  | 21503.1061 | 9096.8333 | Ea |  | 4.2604 |  | 38756.5602 | 3643.7308 | Ea |  | 5.7461 |  | 20937.2261 | 3742.2115 | Ea |  | 5.7461 |  | 21503.1061 | 3643.7308 | Ea |  | 5.7461 |  | 20937.2261 | 3643.7308 | Ea |  | 5.7461 |  | 20937.2261 | 3643.7308 | Ea |  | 5.7461 |  | 20937.2261 | 3643.7308 | Ea |  | 5.7461 |  | 20937.2261 | #VALUE! | Ea |  | #VALUE! |  | #VALUE!
[42 empty] | T_M_1239 |  |  |  |  | 1074 | [8 empty] | C |  | Underground | Type Of Wire Support |  |  |  |  | Underground | Type Of Wire Support |  |  |  |  | Underground | Type Of Wire Support |  |  |  |  | Underground | Type Of Wire Support |  |  |  |  | Underground | Type Of Wire Support |  |  |  |  | Underground | Type Of Wire Support |  |  |  |  | Underground | Type Of Wire Support |  |  |  |  | Underground | Type Of Wire Support |  |  |  |  | Underground | Type Of Wire Support |  |  |  |  | Underground | Type Of Wire Support |  |  |  |  | Underground | Type Of Wire Support |  |  |  |  | Underground | Type Of Wire Support |  |  |  |  | Underground | Type Of Wire Support
[42 empty] | T_M_1242 |  |  |  |  | 1075 |  | Wire Support from End of Row to Combiner Box | [6 empty] | C |  | 90.8304 | Lf. | 4.8613 | Rows / Cb |  |  | 90.8304 | Lf. | 4.8613 | Rows / Cb |  |  | 106.8593 | Lf. | 4.8613 | Rows / Cb |  |  | 106.8593 | Lf. | 4.8613 | Rows / Cb |  |  | 108.6821 | Lf. | 4.9442 | Rows / Cb |  |  | 90.8304 | Lf. | 4.8613 | Rows / Cb |  |  | 106.8593 | Lf. | 4.8613 | Rows / Cb |  |  | 111.9691 | Lf. | 5.0938 | Rows / Cb |  |  | 106.8593 | Lf. | 4.8613 | Rows / Cb |  |  | 106.8593 | Lf. | 4.8613 | Rows / Cb |  |  | 106.8593 | Lf. | 4.8613 | Rows / Cb |  |  | 106.8593 | Lf. | 4.8613 | Rows / Cb |  |  | #VALUE! | Lf. | #VALUE! | Rows / Cb
| 05-00-00~~05-00-18.6009 | 504-03-00~~504-03-18.6009 |  |  | 05- | 00- | 504- | 03- | 18.6009 | Install DC | [12 empty] | 29.25 | 10/8/1/8 |  |  |  |  | 10.8 | Updated 9/17 | [11 empty] | T_M_1244 |  | DCInst | 18.5 | 18.5 | 18.6009 |  | Install Cab Hanger | [6 empty] | C |  | 0 | Lf. |  | 2.6628 |  | 0 | 0 | Lf. |  | 2.6628 |  | 0 | 0 | Lf. |  | 3.5913 |  | 0 | 0 | Lf. |  | 3.5913 |  | 0 | 0 | Lf. |  | 3.5913 |  | 0 | 0 | Lf. |  | 2.6628 |  | 0 | 0 | Lf. |  | 3.5913 |  | 0 | 0 | Lf. |  | 3.5913 |  | 0 | 0 | Lf. |  | 3.5913 |  | 0 | 0 | Lf. |  | 3.5913 |  | 0 | 0 | Lf. |  | 3.5913 |  | 0 | 0 | Lf. |  | 3.5913 |  | 0 | 0 | Lf. |  | #N/A |  | #N/A
| 05-00-00~~05-00-18.6012 | 504-03-00~~504-03-18.6012 |  |  | 05- | 00- | 504- | 03- | 18.6012 | Install DC | [12 empty] | 0 | 10/8/1/8 |  |  |  |  | 0 | Formula | [11 empty] | T_M_1247 |  | DCInst | 18.5 | 18.5 | 18.6012 |  | Install Under Ground Trench DC Circuit |  |  | Quantities Only Labor with Installation |  |  |  | C |  | 65707.9441 | Lf. |  | 8.7969 |  | 578025.1524 | 65796.3187 | Lf. |  | 8.7969 |  | 578802.5731 | 28051.3015 | Lf. |  | 10.335 |  | 289909.7511 | 28427.0053 | Lf. |  | 10.335 |  | 293792.6439 | 29095.3294 | Lf. |  | 10.335 |  | 300699.7628 | 65796.3187 | Lf. |  | 8.7969 |  | 578802.5731 | 28051.3015 | Lf. |  | 10.335 |  | 289909.7511 | 29598.8203 | Lf. |  | 10.335 |  | 305903.3337 | 28051.3015 | Lf. |  | 10.335 |  | 289909.7511 | 28051.3015 | Lf. |  | 10.335 |  | 289909.7511 | 28051.3015 | Lf. |  | 10.335 |  | 289909.7511 | 28051.3015 | Lf. |  | 10.335 |  | 289909.7511 | #VALUE! | Lf. |  | #N/A |  | #N/A
| 05-00-00~~05-00-18.6013 | 504-03-00~~504-03-18.6013 |  |  | 05- | 00- | 504- | 03- | 18.6013 | Install DC | [12 empty] | 93.6 | 10/8/1/8 |  |  |  |  | 57.6 | Updated 9/17 | [11 empty] | T_M_1248 |  | DCInst | 18.5 | 18.5 | 18.6013 |  | Install DC Circuit Conduits | [6 empty] | C |  | 12738 | Ea. |  | 76.688 |  | 976851.9245 | 12130 | Ea. |  | 76.688 |  | 930225.6119 | 4860 | Ea. |  | 103.4297 |  | 502668.462 | 5056 | Ea. |  | 103.4297 |  | 522940.688 | 5192 | Ea. |  | 103.4297 |  | 537007.1306 | 12618 | Ea. |  | 76.688 |  | 967649.3628 | 5056 | Ea. |  | 103.4297 |  | 522940.688 | 5242 | Ea. |  | 103.4297 |  | 542178.6168 | 5056 | Ea. |  | 103.4297 |  | 522940.688 | 5056 | Ea. |  | 103.4297 |  | 522940.688 | 5056 | Ea. |  | 103.4297 |  | 522940.688 | 5056 | Ea. |  | 103.4297 |  | 522940.688 | #VALUE! | Ea. |  | #N/A |  | #N/A
[42 empty] | T_M_1250 |  |  |  |  | 1079 |  | Combiner Boxes: Installation | [6 empty] | C
| 05-00-00~~05-00-18.6017 | 504-03-00~~504-03-18.6017 |  |  | 05- | 00- | 504- | 03- | 18.6017 | Install DC | [12 empty] | 468 | 10/8/1/8 |  |  |  |  | 288 | Updated 9/17 | [11 empty] | T_M_1252 |  | DCInst | 18.5 | 18.5 | 18.6017 |  | Install Pre-Terminated Combiner Boxes | [6 empty] | C |  | 1248 | Ea. |  | 383.4401 |  | 478533.2084 | 1248 | Ea. |  | 383.4401 |  | 478533.2084 | 500 | Ea. |  | 517.1486 |  | 258574.3117 | 500 | Ea. |  | 517.1486 |  | 258574.3117 | 505 | Ea. |  | 517.1486 |  | 261160.0548 | 1248 | Ea. |  | 383.4401 |  | 478533.2084 | 500 | Ea. |  | 517.1486 |  | 258574.3117 | 490 | Ea. |  | 517.1486 |  | 253402.8255 | 500 | Ea. |  | 517.1486 |  | 258574.3117 | 500 | Ea. |  | 517.1486 |  | 258574.3117 | 500 | Ea. |  | 517.1486 |  | 258574.3117 | 500 | Ea. |  | 517.1486 |  | 258574.3117 | #VALUE! | Ea. |  | #N/A |  | #N/A
[7 empty] | Header |  | 18.7 | [32 empty] | T_M_1255 |  |  |  |  | 18.7 |  | DC HR Cable Installation:
[42 empty] | T_M_1256 |  |  |  |  | 1082 |  |  |  | Adjustment for "Odd Block" Configuration (Greater than 100%) |  |  |  |  | C
| 05-00-00~~05-00-18.7002 | 504-03-00~~504-03-18.7002 |  |  | 05- | 00- | 504- | 03- | 18.7002 | Install DC | [12 empty] | 1.7726 | 2018-10-08 |  |  |  |  | 1 | Lookup Table "Wire_DC" | [11 empty] | T_M_1257 |  | DCInst | 18.5 | 18.5 | 18.7002 |  | Install DC HR Cable Type 1 |  | Cb to Inverter "Primary" Short Run (Ft.) (Positive & Neg) |  |  |  |  | C |  | 196044.9538 | Lf. | 500 KCMIL AL | 1.2647 |  | 247943.4847 | 187220.2641 | Lf. | 500 KCMIL AL | 1.2647 |  | 236782.6551 | 80136.2089 | Lf. | 500 KCMIL AL | 1.7057 |  | 136692.1902 | 86728.6024 | Lf. | 500 KCMIL AL | 1.7057 |  | 147937.1532 | 87491.8461 | Lf. | 500 KCMIL AL | 1.7057 |  | 149239.0548 | 199943.9714 | Lf. | 500 KCMIL AL | 1.2647 |  | 252874.6802 | 85582.359 | Lf. | 500 KCMIL AL | 1.7057 |  | 145981.9507 | 90638.5022 | Lf. | 500 KCMIL AL | 1.7057 |  | 154606.4575 | 85582.359 | Lf. | 500 KCMIL AL | 1.7057 |  | 145981.9507 | 87094.5287 | Lf. | 500 KCMIL AL | 1.7057 |  | 148561.3314 | 85582.359 | Lf. | 500 KCMIL AL | 1.7057 |  | 145981.9507 | 87094.5287 | Lf. | 500 KCMIL AL | 1.7057 |  | 148561.3314 | #VALUE! | Lf. | #VALUE! | #VALUE! |  | #VALUE!
| 05-00-00~~05-00-18.7003 | 504-03-00~~504-03-18.7003 |  |  | 05- | 00- | 504- | 03- | 18.7003 | Install DC | [12 empty] | 1.7726 | 2018-10-08 |  |  |  |  | 1 | Lookup Table "Wire_DC" | [11 empty] | T_M_1258 |  | DCInst | 18.5 | 18.5 | 18.7003 |  | Install DC HR Cable Type 2 |  | Cb to Inverter "Primary" Average Run (Ft.) (Positive & Neg) |  |  |  |  | C |  | 808382.8961 | Lf. | 500 KCMIL AL | 1.2647 |  | 1022384.2454 | 757969.4188 | Lf. | 500 KCMIL AL | 1.2647 |  | 958624.924 | 324434.9429 | Lf. | 500 KCMIL AL | 1.7057 |  | 553404.3041 | 360055.107 | Lf. | 600 KCMIL AL | 1.8358 |  | 660982.1259 | 363223.7248 | Lf. | 600 KCMIL AL | 1.8358 |  | 666799.0124 | 830070.4267 | Lf. | 600 KCMIL AL | 1.3611 |  | 1129842.2338 | 355296.4603 | Lf. | 600 KCMIL AL | 1.8358 |  | 652246.2953 | 355986.0012 | Lf. | 600 KCMIL AL | 1.8358 |  | 653512.141 | 355296.4603 | Lf. | 600 KCMIL AL | 1.8358 |  | 652246.2953 | 361574.2556 | Lf. | 600 KCMIL AL | 1.8358 |  | 663770.9491 | 355296.4603 | Lf. | 600 KCMIL AL | 1.8358 |  | 652246.2953 | 361574.2556 | Lf. | 600 KCMIL AL | 1.8358 |  | 663770.9491 | #VALUE! | Lf. | #VALUE! | #VALUE! |  | #VALUE!
| 05-00-00~~05-00-18.7004 | 504-03-00~~504-03-18.7004 |  |  | 05- | 00- | 504- | 03- | 18.7004 | Install DC | [12 empty] | 1.7726 | 2018-10-08 |  |  |  |  | 1 | Lookup Table "Wire_DC" | [11 empty] | T_M_1259 |  | DCInst | 18.5 | 18.5 | 18.7004 |  | Install DC HR Cable Type 3 |  | Cb to Inverter "Primary" Long Run (Ft.) (Positive & Neg) |  |  |  |  | C |  | 302538.509 | Lf. | 600 KCMIL AL | 1.3611 |  | 411797.3293 | 302945.4112 | Lf. | 600 KCMIL AL | 1.3611 |  | 412351.1802 | 129670.241 | Lf. | 750 KCMIL AL | 2.0063 |  | 260156.0978 | 131406.9734 | Lf. | 750 KCMIL AL | 2.0063 |  | 263640.4865 | 132563.4032 | Lf. | 750 KCMIL AL | 2.0063 |  | 265960.62 | 302945.4112 | Lf. | 600 KCMIL AL | 1.3611 |  | 412351.1802 | 129670.241 | Lf. | 750 KCMIL AL | 2.0063 |  | 260156.0978 | 157632.1777 | Lf. | 750 KCMIL AL | 2.0063 |  | 316255.8496 | 129670.241 | Lf. | 750 KCMIL AL | 2.0063 |  | 260156.0978 | 131961.4072 | Lf. | 750 KCMIL AL | 2.0063 |  | 264752.8414 | 129670.241 | Lf. | 750 KCMIL AL | 2.0063 |  | 260156.0978 | 131961.4072 | Lf. | 750 KCMIL AL | 2.0063 |  | 264752.8414 | #VALUE! | Lf. | #VALUE! | #VALUE! |  | #VALUE!
| 05-00-00~~05-00-18.7006 | 504-03-00~~504-03-18.7006 |  |  | 05- | 00- | 504- | 03- | 18.7006 | Install DC | [12 empty] | 1.7726 | 2018-10-08 |  |  |  |  | 1 | Lookup Table "Wire_Terms" | [11 empty] | T_M_1261 |  | DCInst | 18.5 | 18.5 | 18.7006 |  | Install DC Wire Terminations, HR | [6 empty] | C |  | 4992 | Ea. | 500 KCMIL AL | 19.172 |  | 95706.6417 | 4992 | Ea. | 500 KCMIL AL | 19.172 |  | 95706.6417 | 2000 | Ea. | 500 KCMIL AL | 25.8574 |  | 51714.8623 | 2000 | Ea. | 600 KCMIL AL | 27.8286 |  | 55657.1808 | 2020 | Ea. | 600 KCMIL AL | 27.8286 |  | 56213.7526 | 4992 | Ea. | 600 KCMIL AL | 20.6335 |  | 103002.5338 | 2000 | Ea. | 600 KCMIL AL | 27.8286 |  | 55657.1808 | 1960 | Ea. | 600 KCMIL AL | 27.8286 |  | 54544.0371 | 2000 | Ea. | 600 KCMIL AL | 27.8286 |  | 55657.1808 | 2000 | Ea. | 600 KCMIL AL | 27.8286 |  | 55657.1808 | 2000 | Ea. | 600 KCMIL AL | 27.8286 |  | 55657.1808 | 2000 | Ea. | 600 KCMIL AL | 27.8286 |  | 55657.1808 | #VALUE! | Ea. | #VALUE! | #VALUE! |  | #VALUE!
[42 empty] | T_M_1262 |  |  |  |  | 1087 |  | DC Cable Support from End of Column to Inverter | [6 empty] | C |  | Underground | Type Of Wire Support |  |  |  |  | Underground | Type Of Wire Support |  |  |  |  | Underground | Type Of Wire Support |  |  |  |  | Underground | Type Of Wire Support |  |  |  |  | Underground | Type Of Wire Support |  |  |  |  | Underground | Type Of Wire Support |  |  |  |  | Underground | Type Of Wire Support |  |  |  |  | Underground | Type Of Wire Support |  |  |  |  | Underground | Type Of Wire Support |  |  |  |  | Underground | Type Of Wire Support |  |  |  |  | Underground | Type Of Wire Support |  |  |  |  | Underground | Type Of Wire Support |  |  |  |  | Underground | Type Of Wire Support
| 05-00-00~~05-00-18.7008 | 504-03-00~~504-03-18.7008 |  |  | 05- | 00- | 504- | 03- | 18.7008 | Install DC | [12 empty] | 1.7726 | 2018-10-08 | Reading A/C Trenching & Rock Adder |  |  |  | 1 | Reading A/C Trenching & Rock Adder | [11 empty] | T_M_1263 |  | DCInst | 18.5 | 18.5 | 18.7008 |  | Install DC HR Under Ground Trench | [6 empty] | C |  | 81685.3974 | Lf. | 8 | 13.8278 |  | 1129525.5816 | 78008.4434 | Lf. | 8 | 13.8278 |  | 1078681.5655 | 33390.0871 | Lf. | 8 | 16.2455 |  | 542438.0498 | 36136.9177 | Lf. | 8 | 16.2455 |  | 587061.6365 | 36454.9359 | Lf. | 8 | 16.2455 |  | 592227.9955 | 83309.9881 | Lf. | 8 | 13.8278 |  | 1151990.0214 | 35659.3163 | Lf. | 8 | 16.2455 |  | 579302.7716 | 37766.0426 | Lf. | 8 | 16.2455 |  | 613527.5551 | 35659.3163 | Lf. | 8 | 16.2455 |  | 579302.7716 | 36289.387 | Lf. | 8 | 16.2455 |  | 589538.5736 | 35659.3163 | Lf. | 8 | 16.2455 |  | 579302.7716 | 36289.387 | Lf. | 8 | 16.2455 |  | 589538.5736 | #VALUE! | Lf. | 8 | #N/A |  | #N/A
| 05-00-00~~05-00-18.7009 | 504-03-00~~504-03-18.7009 |  |  | 05- | 00- | 504- | 03- | 18.7009 | Install DC | [12 empty] | 1.7726 | 2018-10-08 | Reading Conduit Above |  |  |  | 1 | Reading Conduit Above | [11 empty] | T_M_1264 |  | DCInst | 18.5 | 18.5 | 18.7009 |  | Install DC HR Conducts |  | (Below Grade to above Grade 90 Degree Elbows) |  |  |  |  | C |  | 1248 | Ea. | ^HR per Trench | 76.688 |  | 95706.6417 | 1248 | Ea. | ^HR per Trench | 76.688 |  | 95706.6417 | 500 | Ea. | ^HR per Trench | 103.4297 |  | 51714.8623 | 500 | Ea. | ^HR per Trench | 103.4297 |  | 51714.8623 | 505 | Ea. | ^HR per Trench | 103.4297 |  | 52232.011 | 1248 | Ea. | ^HR per Trench | 76.688 |  | 95706.6417 | 500 | Ea. | ^HR per Trench | 103.4297 |  | 51714.8623 | 490 | Ea. | ^HR per Trench | 103.4297 |  | 50680.5651 | 500 | Ea. | ^HR per Trench | 103.4297 |  | 51714.8623 | 500 | Ea. | ^HR per Trench | 103.4297 |  | 51714.8623 | 500 | Ea. | ^HR per Trench | 103.4297 |  | 51714.8623 | 500 | Ea. | ^HR per Trench | 103.4297 |  | 51714.8623 | #VALUE! | Ea. | ^HR per Trench | #N/A |  | #N/A
| 05-00-00~~05-00-18.7011 | 504-03-00~~504-03-18.7011 |  |  | 05- | 00- | 504- | 03- | 18.7011 | Install DC | [12 empty] | 35.1 | 2018-10-08 |  |  |  |  | 1 | [12 empty] | T_M_1266 |  | DCInst | 18.5 | 18.5 | 18.7011 |  | Install CAB Hanger | [6 empty] | C |  | 0 | Lf. |  | 2.6628 |  | 0 | 0 | Lf. |  | 2.6628 |  | 0 | 0 | Lf. |  | 3.5913 |  | 0 | 0 | Lf. |  | 3.5913 |  | 0 | 0 | Lf. |  | 3.5913 |  | 0 | 0 | Lf. |  | 2.6628 |  | 0 | 0 | Lf. |  | 3.5913 |  | 0 | 0 | Lf. |  | 3.5913 |  | 0 | 0 | Lf. |  | 3.5913 |  | 0 | 0 | Lf. |  | 3.5913 |  | 0 | 0 | Lf. |  | 3.5913 |  | 0 | 0 | Lf. |  | 3.5913 |  | 0 | 0 | Lf. |  | #N/A |  | #N/A
[7 empty] | Header |  | 18.8 | [32 empty] | T_M_1284 |  | Ground | 18.5 | 18.5 | 18.8 |  | Grounding: | [6 empty] | C
| 05-00-00~~05-00-18.8001 | 504-03-00~~504-03-18.8001 |  |  | 05- | 00- | 504- | 03- | 18.8001 | Install DC | [12 empty] | 1.7726 | Lookup Table "Grounding" | 2018-10-08 |  |  |  | 1 | Lookup Table "Grounding" | [11 empty] | T_M_1285 |  | Ground | 18.5 | 18.5 | 18.8001 |  | Install DC Ground Wire |  | (#2 Cu) |  |  |  |  | C |  | 169940.6934 | Ft | CU #2 | 0.50544 |  | 85895.5457 | 169940.6934 | Ft | CU #2 | 0.50544 |  | 85895.5457 | 80062.1593 | Ft | CU #2 | 0.6817 |  | 54578.1025 | 80062.1593 | Ft | CU #2 | 0.6817 |  | 54578.1025 | 82226.9269 | Ft | CU #2 | 0.6817 |  | 56053.8172 | 169940.6934 | Ft | CU #2 | 0.50544 |  | 85895.5457 | 80062.1593 | Ft | CU #2 | 0.6817 |  | 54578.1025 | 82226.9269 | Ft | CU #2 | 0.6817 |  | 56053.8172 | 80062.1593 | Ft | CU #2 | 0.6817 |  | 54578.1025 | 80062.1593 | Ft | CU #2 | 0.6817 |  | 54578.1025 | 80062.1593 | Ft | CU #2 | 0.6817 |  | 54578.1025 | 80062.1593 | Ft | CU #2 | 0.6817 |  | 54578.1025 | #VALUE! | Ft | CU #2 | #N/A |  | #N/A
| 05-00-00~~05-00-18.8002 | 504-03-00~~504-03-18.8002 |  |  | 05- | 00- | 504- | 03- | 18.8002 | Install DC | [12 empty] | 1.7726 | Lookup Table "Grounding" | 2018-10-08 |  |  |  | 1 | Lookup Table "Grounding" | [11 empty] | T_M_1286 |  | Ground | 18.5 | 18.5 | 18.8002 |  | Install Ground Rods |  | 5/8" Dia x 10 Ft |  |  |  |  | C |  | 377.646 | Ea | 5/8"Dia Rod | 26.6278 |  | 10055.8752 | 377.646 | Ea | 5/8"Dia Rod | 26.6278 |  | 10055.8752 | 177.9159 | Ea | 5/8"Dia Rod | 35.9131 |  | 6389.5116 | 177.9159 | Ea | 5/8"Dia Rod | 35.9131 |  | 6389.5116 | 182.7265 | Ea | 5/8"Dia Rod | 35.9131 |  | 6562.275 | 377.646 | Ea | 5/8"Dia Rod | 26.6278 |  | 10055.8752 | 177.9159 | Ea | 5/8"Dia Rod | 35.9131 |  | 6389.5116 | 182.7265 | Ea | 5/8"Dia Rod | 35.9131 |  | 6562.275 | 177.9159 | Ea | 5/8"Dia Rod | 35.9131 |  | 6389.5116 | 177.9159 | Ea | 5/8"Dia Rod | 35.9131 |  | 6389.5116 | 177.9159 | Ea | 5/8"Dia Rod | 35.9131 |  | 6389.5116 | 177.9159 | Ea | 5/8"Dia Rod | 35.9131 |  | 6389.5116 | #VALUE! | Ea | 5/8"Dia Rod | #N/A |  | #N/A
| 05-00-00~~05-00-18.8003 | 504-03-00~~504-03-18.8003 |  |  | 05- | 00- | 504- | 03- | 18.8003 | Install DC | [12 empty] | 1.7726 | Lookup Table "Grounding" | 2018-10-08 |  |  |  | 1 | Lookup Table "Grounding" | [11 empty] | T_M_1287 |  | Ground | 18.5 | 18.5 | 18.8003 |  | Install PCU Grounding (4/0 Cu) | [6 empty] | C |  | 6948.4 | Ft | CU 4/0 | 0.80375 |  | 5584.8003 | 6948.4 | Ft | CU 4/0 | 0.80375 |  | 5584.8003 | 2755.4 | Ft | CU 4/0 | 1.084 |  | 2986.9322 | 2755.4 | Ft | CU 4/0 | 1.084 |  | 2986.9322 | 2755.4 | Ft | CU 4/0 | 1.084 |  | 2986.9322 | 6948.4 | Ft | CU 4/0 | 0.80375 |  | 5584.8003 | 2755.4 | Ft | CU 4/0 | 1.084 |  | 2986.9322 | 2635.6 | Ft | CU 4/0 | 1.084 |  | 2857.0656 | 2755.4 | Ft | CU 4/0 | 1.084 |  | 2986.9322 | 2635.6 | Ft | CU 4/0 | 1.084 |  | 2857.0656 | 2755.4 | Ft | CU 4/0 | 1.084 |  | 2986.9322 | 2635.6 | Ft | CU 4/0 | 1.084 |  | 2857.0656 | #N/A | Ft | CU 4/0 | #N/A |  | #N/A
| 05-00-00~~05-00-18.8004 | 504-03-00~~504-03-18.8004 |  |  | 05- | 00- | 504- | 03- | 18.8004 | Install DC | [12 empty] | 1.7726 | Lookup Table "Grounding" | 2018-10-08 |  |  |  | 1 | Lookup Table "Grounding" | [11 empty] | T_M_1288 |  | Ground | 18.5 | 18.5 | 18.8004 |  | Install PCU Ground Rods |  | Base Includes 4 Ground Rods / PCU |  |  |  |  | C |  | 232 | Ea | 5/8"Dia Rod | 26.6278 |  | 6177.6456 | 232 | Ea | 5/8"Dia Rod | 26.6278 |  | 6177.6456 | 92 | Ea | 5/8"Dia Rod | 35.9131 |  | 3304.0051 | 92 | Ea | 5/8"Dia Rod | 35.9131 |  | 3304.0051 | 92 | Ea | 5/8"Dia Rod | 35.9131 |  | 3304.0051 | 232 | Ea | 5/8"Dia Rod | 26.6278 |  | 6177.6456 | 92 | Ea | 5/8"Dia Rod | 35.9131 |  | 3304.0051 | 88 | Ea | 5/8"Dia Rod | 35.9131 |  | 3160.3527 | 92 | Ea | 5/8"Dia Rod | 35.9131 |  | 3304.0051 | 88 | Ea | 5/8"Dia Rod | 35.9131 |  | 3160.3527 | 92 | Ea | 5/8"Dia Rod | 35.9131 |  | 3304.0051 | 88 | Ea | 5/8"Dia Rod | 35.9131 |  | 3160.3527 | #VALUE! | Ea | 5/8"Dia Rod | #N/A |  | #N/A
| 05-00-00~~05-00-18.8005 | 504-03-00~~504-03-18.8005 |  |  | 05- | 00- | 504- | 03- | 18.8005 | Install DC | [31 empty] | T_M_1289 |  | Ground | 18.5 | 18.5 | 18.8005 |  | Other DC Wiring Installation | [6 empty] | C |  | 0 | Ea |  |  |  | 0 | 0 | Ea |  |  |  | 0 | 0 | Ea |  |  |  | 0 | 0 | Ea |  |  |  | 0 | 0 | Ea |  |  |  | 0 | 0 | Ea |  |  |  | 0 | 0 | Ea |  |  |  | 0 | 0 | Ea |  |  |  | 0 | 0 | Ea |  |  |  | 0 | 0 | Ea |  |  |  | 0 | 0 | Ea |  |  |  | 0 | 0 | Ea |  |  |  | 0 | 0 | Ea |  |  |  | 0
| 04-00-00~~04-00-18.9996 | 301-01-00~~301-01-18.9996 |  |  | 04- | 00- | 301- | 01- | 18.9996 | Supply DC | [31 empty] | T_M_1290 |  | EPC | 18 | 18.5 | 18.9996 |  | EPC Lump Sum Supply DC Materials | [6 empty] | C |  | 0 | LS |  | 10403983.925 |  | 0 | 0 | LS |  | 10216774.8322 |  | 0 | 0 | LS |  | 4302818.2778 |  | 0 | 0 | LS |  | 4718315.6446 |  | 0 | 0 | LS |  | 4792513.5192 |  | 0 | 0 | LS |  | 11110618.1291 |  | 0 | 0 | LS |  | 4683722.219 |  | 0 | 0 | LS |  | 4866224.1933 |  | 0 | 0 | LS |  | 4683722.219 |  | 0 | 0 | LS |  | 4718126.4373 |  | 0 | 0 | LS |  | 4683722.219 |  | 0 | 0 | LS |  | 4718126.4373 |  | 0 | 0 | LS |  | #VALUE! |  | #VALUE!
| 04-00-00~~04-00-18.9997 | 301-01-00~~301-01-18.9997 |  |  | 04- | 00- | 301- | 01- | 18.9997 | Install DC | [31 empty] | T_M_1291 |  | EPC | 18.5 | 18.5 | 18.9997 |  | EPC Lump Sum Install DC Materials | [6 empty] | C |  | 0 | LS |  | 7779350.8966 |  | 0 | 0 | LS |  | 7609674.4906 |  | 0 | 0 | LS |  | 4148257.5185 |  | 0 | 0 | LS |  | 4351214.3122 |  | 0 | 0 | LS |  | 4428955.028 |  | 0 | 0 | LS |  | 7915011.9245 |  | 0 | 0 | LS |  | 4317468.5364 |  | 0 | 0 | LS |  | 4502378.8247 |  | 0 | 0 | LS |  | 4317468.5364 |  | 0 | 0 | LS |  | 4346131.5975 |  | 0 | 0 | LS |  | 4317468.5364 |  | 0 | 0 | LS |  | 4346131.5975 |  | 0 | 0 | LS |  | #VALUE! |  | #VALUE!
[9 empty] | - | [32 empty] | T_M_1292 |  |  |  | - | 1099 |  | - |  |  | - | - | - | - |  |  | - | - |  | - |  | - | - | - |  | - |  | - | - | - |  | - |  | - | - | - |  | - |  | - | - | - |  | - |  | - | - | - |  | - |  | - | - | - |  | - |  | - | - | - |  | - |  | - | - | - |  | - |  | - | - | - |  | - |  | - | - | - |  | - |  | - | - | - |  | - |  | - | - | - |  | - |  | -
[42 empty] | T_M_1293 |  |  |  |  | 1100 | [15 empty] | 18183334.8216 | [5 empty] | 17826449.3228 | [5 empty] | 8451075.7963 | [5 empty] | 9069529.9568 | [5 empty] | 9221468.5472 | [5 empty] | 19025630.0536 | [5 empty] | 9001190.7553 | [5 empty] | 9368603.0181 | [5 empty] | 9001190.7553 | [5 empty] | 9064258.0347 | [5 empty] | 9001190.7553 | [5 empty] | 9064258.0347 | [5 empty] | #VALUE!
[42 empty] | T_M_1294 |  |  |  |  | 1101
T_M_1418
[7 empty] | Header |  | 89.0 | [32 empty] | T_M_1419 |  |  |  |  | 89.0 |  | MODULES, STORAGE/DOUBLE HANDLING
[23 empty] | - | [18 empty] | T_M_1420 |  |  |  | - | 1104 |  | - |  |  | - | - | - | - |  |  | - | - |  | - |  | - | - | - |  | - |  | - | - | - |  | - |  | - | - | - |  | - |  | - | - | - |  | - |  | - | - | - |  | - |  | - | - | - |  | - |  | - | - | - |  | - |  | - | - | - |  | - |  | - | - | - |  | - |  | - | - | - |  | - |  | - | - | - |  | - |  | - | - | - |  | - |  | -
| 03-00-00~~03-00-89.0002 | 461-03-00~~461-03-89.0002 |  |  | 03- | 00- | 461- | 03- | 89.0002 | Module Storage | [12 empty] | Formula | [5 empty] | Formula | [12 empty] | T_M_1421 |  | PVP | 88.5 | 88.5 | 89.0002 |  | Storage/Double Handling | [6 empty] | US |  | 1 | LS |  | 392000 |  | 392000 | 1 | LS |  | 392000 |  | 392000 | 1 | LS |  | 151200 |  | 151200 | 1 | LS |  | 151200 |  | 151200 | 1 | LS |  | 151200 |  | 151200 | 1 | LS |  | 392000 |  | 392000 | 1 | LS |  | 151200 |  | 151200 | 1 | LS |  | 151200 |  | 151200 | 1 | LS |  | 151200 |  | 151200 | 1 | LS |  | 151200 |  | 151200 | 1 | LS |  | 151200 |  | 151200 | 1 | LS |  | 151200 |  | 151200 | 1 | LS |  | #VALUE! |  | #VALUE!
| 03-00-00~~03-00-89.0003 | 461-03-00~~461-03-89.0003 |  |  | 03- | 00- | 461- | 03- | 89.0003 | Module Storage | [12 empty] | 0 | [5 empty] | 0 | [12 empty] | T_M_1422 |  | PVP | 89 | 89 | 89.0003 |  | Temporary Laydown & Reclaim | [6 empty] | US |  | 0 | Hr. | Wp | 0 |  | 0 | 0 | Hr. | Wp | 0 |  | 0 | 0 | Hr. | Wp | 0 |  | 0 | 0 | Hr. | Wp | 0 |  | 0 | 0 | Hr. | Wp | 0 |  | 0 | 0 | Hr. | Wp | 0 |  | 0 | 0 | Hr. | Wp | 0 |  | 0 | 0 | Hr. | Wp | 0 |  | 0 | 0 | Hr. | Wp | 0 |  | 0 | 0 | Hr. | Wp | 0 |  | 0 | 0 | Hr. | Wp | 0 |  | 0 | 0 | Hr. | Wp | 0 |  | 0 | 0 | Hr. | Wp | #N/A |  | #N/A
| 03-00-00~~03-00-89.0004 | 461-03-00~~461-03-89.0004 |  |  | 03- | 00- | 461- | 03- | 89.0004 | Module Shipping | [12 empty] | Formula | [5 empty] | Formula | [8 empty] | T_A_42 |  |  |  | T_M_1423 |  | PVP | 88.5 | 88.5 | 89.0004 |  | Shipping/Delivery | [6 empty] | US |  | 1 | LS | 390 | 396691.7698 |  | 396691.7698 | 1 | LS | 390 | 396691.7698 |  | 396691.7698 | 1 | LS | 390 | 317406.1323 |  | 317406.1323 | 1 | LS | 390 | 317406.1323 |  | 317406.1323 | 1 | LS | 390 | 317406.1323 |  | 317406.1323 | 1 | LS | 390 | 396691.7698 |  | 396691.7698 | 1 | LS | 390 | 317406.1323 |  | 317406.1323 | 1 | LS | 390 | 317406.1323 |  | 317406.1323 | 1 | LS | 390 | 317406.1323 |  | 317406.1323 | 1 | LS | 390 | 317406.1323 |  | 317406.1323 | 1 | LS | 390 | 317406.1323 |  | 317406.1323 | 1 | LS | 390 | 317406.1323 |  | 317406.1323 | 1 | LS |  | #N/A |  | #N/A
[7 empty] | Header |  | 89.1 | [32 empty] | T_M_1424 |  | PVP | 89 | 89 | 89.1 |  | PV PANELS | [6 empty] | US |  |  |  | MWdc | [5 empty] | MWdc | [5 empty] | MWdc | [5 empty] | MWdc | [5 empty] | MWdc | [5 empty] | MWdc | [5 empty] | MWdc | [5 empty] | MWdc | [5 empty] | MWdc | [5 empty] | MWdc | [5 empty] | MWdc | [5 empty] | MWdc | [5 empty] | MWdc
| 03-00-00~~03-00-89.1001 | 461-01-00~~461-01-89.1001 |  |  | 03- | 00- | 461- | 01- | 89.1001 | Modules | [27 empty] | T_A_19 | T_A_37 |  |  | T_M_1425 |  | PVP | 89 | 89 | 89.1001 |  | Module Procurement | [6 empty] | US |  | 1 | LS | 240.8 | 72240000 |  | 72240000 | 1 | LS | 240.8 | 72240000 |  | 72240000 | 1 | LS | 92.88 | 27526254.5455 |  | 27526254.5455 | 1 | LS | 92.88 | 27526254.5455 |  | 27526254.5455 | 1 | LS | 92.88 | 28364123.0769 |  | 28364123.0769 | 1 | LS | 240.8 | 72240000 |  | 72240000 | 1 | LS | 92.88 | 27864000 |  | 27864000 | 1 | LS | 92.88 | 29721600 |  | 29721600 | 1 | LS | 92.88 | 27526254.5455 |  | 27526254.5455 | 1 | LS | 92.88 | 27526254.5455 |  | 27526254.5455 | 1 | LS | 92.88 | 27526254.5455 |  | 27526254.5455 | 1 | LS | 92.88 | 27526254.5455 |  | 27526254.5455 | 1 | LS | #VALUE! | #VALUE! |  | #VALUE!
| 03-00-00~~03-00-89.1002 | 461-02-00~~461-02-89.1002 |  |  | 03- | 00- | 461- | 02- | 89.1002 | Modules | [27 empty] | T_A_19 |  |  |  | T_M_1426 |  | PVP | 89 | 89 | 89.1002 |  | Secondary Module Procurement | [6 empty] | US |  | 1 | LS | 39.2 | 15092000 |  | 15092000 | 1 | LS | 39.2 | 15092000 |  | 15092000 | 1 | LS | 15.12 | 5821200 |  | 5821200 | 1 | LS | 15.12 | 5821200 |  | 5821200 | 1 | LS | 15.12 | 5821200 |  | 5821200 | 1 | LS | 39.2 | 15092000 |  | 15092000 | 1 | LS | 15.12 | 5821200 |  | 5821200 | 1 | LS | 15.12 | 5821200 |  | 5821200 | 1 | LS | 15.12 | 5821200 |  | 5821200 | 1 | LS | 15.12 | 5821200 |  | 5821200 | 1 | LS | 15.12 | 5821200 |  | 5821200 | 1 | LS | 15.12 | 5821200 |  | 5821200 | 1 | LS | #VALUE! | #VALUE! |  | #VALUE!
| 03-00-00~~03-00-89.1003 | 461-03-00~~461-03-89.1003 |  |  | 03- | 00- | 461- | 03- | 89.1003 | Module Storage | [27 empty] | T_A_44 |  |  |  | T_M_1427 |  | PVP | 89 | 89 | 89.1003 |  | Module Inspection | [6 empty] | US |  | 0 | Ea. | 0.385 | 0 |  | 0 | 0 | Ea. | 0.385 | 0 |  | 0 | 0 | Ea. | 0.385 | 0 |  | 0 | 0 | Ea. | 0.385 | 0 |  | 0 | 0 | Ea. | 0.385 | 0 |  | 0 | 0 | Ea. | 0.385 | 0 |  | 0 | 0 | Ea. | 0.385 | 0 |  | 0 | 0 | Ea. | 0.385 | 0 |  | 0 | 0 | Ea. | 0.385 | 0 |  | 0 | 0 | Ea. | 0.385 | 0 |  | 0 | 0 | Ea. | 0.385 | 0 |  | 0 | 0 | Ea. | 0.385 | 0 |  | 0 | 0 | Ea. |  | 0 |  | 0
| 03-00-00~~03-00-89.1004 | 461-03-00~~461-03-89.1004 |  |  | 03- | 00- | 461- | 03- | 89.1004 | Module Shipping | [12 empty] | - | [18 empty] | T_M_1428 |  | PVP | 89 | 89 | 89.1004 |  | "OCEAN" Shipping Cost | [6 empty] | US |  | 0 | Ea. | Yes | 0 |  | 0 | 0 | Ea. | Yes | 0 |  | 0 | 0 | Ea. | Yes | 0 |  | 0 | 0 | Ea. | Yes | 0 |  | 0 | 0 | Ea. | Yes | 0 |  | 0 | 0 | Ea. | Yes | 0 |  | 0 | 0 | Ea. | Yes | 0 |  | 0 | 0 | Ea. | Yes | 0 |  | 0 | 0 | Ea. | Yes | 0 |  | 0 | 0 | Ea. | Yes | 0 |  | 0 | 0 | Ea. | Yes | 0 |  | 0 | 0 | Ea. | Yes | 0 |  | 0 | 0 | Ea. | Yes | 0 |  | 0
| 03-00-00~~03-00-89.1005 | 461-03-00~~461-03-89.1005 |  |  | 03- | 00- | 461- | 03- | 89.1005 | Module Shipping | [12 empty] | Formula | [14 empty] | T_A_46 |  |  |  | T_M_1429 |  | PVP | 89 | 89 | 89.1005 |  | OVER LAND" Shipping Cost | [6 empty] | US |  | 1 | Ea. | 14% | 0 |  | 0 | 1 | Ea. | 14% | 0 |  | 0 | 1 | Ea. | 14% | 461771.8166 |  | 461771.8166 | 1 | Ea. | 14% | 461771.8166 |  | 461771.8166 | 1 | Ea. | 14% | 474252.136 |  | 474252.136 | 1 | Ea. | 14% | 0 |  | 0 | 1 | Ea. | 14% | 461771.8166 |  | 461771.8166 | 1 | Ea. | 14% | 474252.136 |  | 474252.136 | 1 | Ea. | 14% | 461771.8166 |  | 461771.8166 | 1 | Ea. | 14% | 461771.8166 |  | 461771.8166 | 1 | Ea. | 14% | 461771.8166 |  | 461771.8166 | 1 | Ea. | 14% | 461771.8166 |  | 461771.8166 | 1 | Ea. |  | #N/A |  | #N/A
| 03-00-00~~03-00-89.1006 | 461-03-00~~461-03-89.1006 |  |  | 03- | 00- | 461- | 03- | 89.1006 | Module Shipping | [31 empty] | T_M_1430 |  | PVP | 89 | 89 | 89.1006 |  | Shipping Mark-ups & Cost Adders | [6 empty] | US |  | 0 | Ea. | SH % | 0 |  | 0 | 0 | Ea. | SH % | 0 |  | 0 | 0 | Ea. | SH % | 0 |  | 0 | 0 | Ea. | SH % | 0 |  | 0 | 0 | Ea. | SH % | 0 |  | 0 | 0 | Ea. | SH % | 0 |  | 0 | 0 | Ea. | SH % | 0 |  | 0 | 0 | Ea. | SH % | 0 |  | 0 | 0 | Ea. | SH % | 0 |  | 0 | 0 | Ea. | SH % | 0 |  | 0 | 0 | Ea. | SH % | 0 |  | 0 | 0 | Ea. | SH % | 0 |  | 0 | 0 | Ea. | SH % | 0 |  | 0
| 03-00-00~~03-00-89.1007 | 461-03-00~~461-03-89.1007 |  |  | 03- | 00- | 461- | 03- | 89.1007 | Module Shipping | [31 empty] | T_M_1431 |  | PVP | 89 | 89 | 89.1007 |  | OEMs COMM., S/U, ERECTION | [6 empty] | US |  | 0 | Ea. |  | 0 |  | 0 | 0 | Ea. |  | 0 |  | 0 | 0 | Ea. |  | 0 |  | 0 | 0 | Ea. |  | 0 |  | 0 | 0 | Ea. |  | 0 |  | 0 | 0 | Ea. |  | 0 |  | 0 | 0 | Ea. |  | 0 |  | 0 | 0 | Ea. |  | 0 |  | 0 | 0 | Ea. |  | 0 |  | 0 | 0 | Ea. |  | 0 |  | 0 | 0 | Ea. |  | 0 |  | 0 | 0 | Ea. |  | 0 |  | 0 | 0 | Ea. |  | 0 |  | 0
| 03-00-00~~03-00-89.1008 | 461-03-00~~461-03-89.1008 |  |  | 03- | 00- | 461- | 03- | 89.1008 | Modules | [31 empty] | T_M_1432 |  | PVP | 89 | 89 | 89.1008 |  | OEMs OPTION / ADDERS | [6 empty] | US |  | 0 | Ea. |  | 0 |  | 0 | 0 | Ea. |  | 0 |  | 0 | 0 | Ea. |  | 0 |  | 0 | 0 | Ea. |  | 0 |  | 0 | 0 | Ea. |  | 0 |  | 0 | 0 | Ea. |  | 0 |  | 0 | 0 | Ea. |  | 0 |  | 0 | 0 | Ea. |  | 0 |  | 0 | 0 | Ea. |  | 0 |  | 0 | 0 | Ea. |  | 0 |  | 0 | 0 | Ea. |  | 0 |  | 0 | 0 | Ea. |  | 0 |  | 0 | 0 | Ea. |  | 0 |  | 0
| 03-00-00~~03-00-89.1009 | 461-03-00~~461-03-89.1009 |  |  | 03- | 00- | 461- | 03- | 89.1009 | Modules | [31 empty] | T_M_1433 |  | PVP | 89 | 89 | 89.1009 |  | WARRANTIES & SERVICE | [6 empty] | US |  | 0 | Ea. |  | 0 |  | 0 | 0 | Ea. |  | 0 |  | 0 | 0 | Ea. |  | 0 |  | 0 | 0 | Ea. |  | 0 |  | 0 | 0 | Ea. |  | 0 |  | 0 | 0 | Ea. |  | 0 |  | 0 | 0 | Ea. |  | 0 |  | 0 | 0 | Ea. |  | 0 |  | 0 | 0 | Ea. |  | 0 |  | 0 | 0 | Ea. |  | 0 |  | 0 | 0 | Ea. |  | 0 |  | 0 | 0 | Ea. |  | 0 |  | 0 | 0 | Ea. |  | 0 |  | 0
[42 empty] | T_M_1434 |  |  |  | - | 1118 |  | - |  |  | - |  | - | - |  |  | - | - |  | - |  | - | - | - |  | - |  | - | - | - |  | - |  | - | - | - |  | - |  | - | - | - |  | - |  | - | - | - |  | - |  | - | - | - |  | - |  | - | - | - |  | - |  | - | - | - |  | - |  | - | - | - |  | - |  | - | - | - |  | - |  | - | - | - |  | - |  | - | - | - |  | - |  | -
[42 empty] | T_M_1435 |  |  |  |  | 1119 | [15 empty] | 88120691.7698 | [5 empty] | 88120691.7698 | [5 empty] | 34277832.4944 | [5 empty] | 34277832.4944 | [5 empty] | 35128181.3453 | [5 empty] | 88120691.7698 | [5 empty] | 34615577.949 | [5 empty] | 36485658.2683 | [5 empty] | 34277832.4944 | [5 empty] | 34277832.4944 | [5 empty] | 34277832.4944 | [5 empty] | 34277832.4944 | [5 empty] | #VALUE!
[7 empty] | Header |  | 96.0 | [32 empty] | T_M_1436 |  |  |  |  | 96.0 |  | NEE GENERAL M&A
[23 empty] | - | [18 empty] | T_M_1437 |  |  |  | - | 1121 |  | - |  |  | - | - | - | - |  |  | - | - |  | - |  | - | - | - |  | - |  | - | - | - |  | - |  | - | - | - |  | - |  | - | - | - |  | - |  | - | - | - |  | - |  | - | - | - |  | - |  | - | - | - |  | - |  | - | - | - |  | - |  | - | - | - |  | - |  | - | - | - |  | - |  | - | - | - |  | - |  | - | - | - |  | - |  | -
[7 empty] | Header |  | 96.1 | [32 empty] | T_M_1438 |  | NEE | 96 | 96 | 96.1 |  | NEE - FIELD / SITE PERSONNEL
| 10-00-00~~10-00-96.1001 | 576-02-00~~576-02-96.1001 |  |  | 10- | 00- | 576- | 02- | 96.1001 | NEE General M&A | [12 empty] | 20600 |  | Added 25% for Canada Impacts 10/8/18 |  |  |  | 16480 | increased by 3% 4/2/18 | [11 empty] | T_M_1439 |  | NEE | 96 | 96 | 96.1001 |  | NEE: Project Manager | [6 empty] | US |  | 6.8738 | Mo. |  | 16480 |  | 113279.5269 | 6.8738 | Mo. |  | 16480 |  | 113279.5269 | 6.1907 | Mo. |  | 16480 |  | 102023.0439 | 6.1907 | Mo. |  | 16480 |  | 102023.0439 | 6.5485 | Mo. |  | 16480 |  | 107919.2969 | 6.8738 | Mo. |  | 16480 |  | 113279.5269 | 4.8897 | Mo. |  | 16480 |  | 80582.124 | 2.4448 | Mo. |  | 16480 |  | 40291.062 | 6.1907 | Mo. |  | 16480 |  | 102023.0439 | 6.8738 | Mo. |  | 16480 |  | 113279.5269 | 6.1907 | Mo. |  | 16480 |  | 102023.0439 | 6.8738 | Mo. |  | 16480 |  | 113279.5269 | #VALUE! | Mo. |  | #N/A |  | #N/A
| 10-00-00~~10-00-96.1002 | 576-02-00~~576-02-96.1002 |  |  | 10- | 00- | 576- | 02- | 96.1002 | NEE General M&A | [12 empty] | 15621.2375 |  | Added 25% for Canada Impacts 10/8/18 |  |  |  | 12496.99 | increased by 3% 4/2/18 | [11 empty] | T_M_1440 |  | NEE | 96 | 96 | 96.1002 |  | NEE: Construction Manager | [6 empty] | US |  | 18.9897 | Mo. |  | 12496.99 |  | 237314.5041 | 18.9897 | Mo. |  | 12496.99 |  | 237314.5041 | 16.9199 | Mo. |  | 12496.99 |  | 211448.0444 | 16.9199 | Mo. |  | 12496.99 |  | 211448.0444 | 18.0041 | Mo. |  | 12496.99 |  | 224997.1423 | 18.9897 | Mo. |  | 12496.99 |  | 237314.5041 | 12.9774 | Mo. |  | 12496.99 |  | 162178.5971 | 6.4887 | Mo. |  | 12496.99 |  | 81089.2986 | 16.9199 | Mo. |  | 12496.99 |  | 211448.0444 | 18.9897 | Mo. |  | 12496.99 |  | 237314.5041 | 16.9199 | Mo. |  | 12496.99 |  | 211448.0444 | 18.9897 | Mo. |  | 12496.99 |  | 237314.5041 | 0 | Mo. |  | #N/A |  | #N/A
| 10-00-00~~10-00-96.1003 | 576-02-00~~576-02-96.1003 |  |  | 10- | 00- | 576- | 02- | 96.1003 | NEE General M&A | [12 empty] | 13390 |  | Added 25% for Canada Impacts 10/8/18 |  |  |  | 10712 | increased by 3% 4/2/18 | [11 empty] | T_M_1441 |  | NEE | 96 | 96 | 96.1003 |  | NEE: Elec./Civil Superintendent | [6 empty] | US |  | 0 | Mo. |  | 10712 |  | 0 | 0 | Mo. |  | 10712 |  | 0 | 0 | Mo. |  | 10712 |  | 0 | 0 | Mo. |  | 10712 |  | 0 | 0 | Mo. |  | 10712 |  | 0 | 0 | Mo. |  | 10712 |  | 0 | 0 | Mo. |  | 10712 |  | 0 | 0 | Mo. |  | 10712 |  | 0 | 0 | Mo. |  | 10712 |  | 0 | 0 | Mo. |  | 10712 |  | 0 | 0 | Mo. |  | 10712 |  | 0 | 0 | Mo. |  | 10712 |  | 0 | 0 | Mo. |  | #N/A |  | #N/A
| 10-00-00~~10-00-96.1004 | 576-02-00~~576-02-96.1004 |  |  | 10- | 00- | 576- | 02- | 96.1004 | NEE General M&A | [12 empty] | 13390 |  | Added 25% for Canada Impacts 10/8/18 |  |  |  | 10712 | increased by 3% 4/2/18 | [11 empty] | T_M_1442 |  | NEE | 96 | 96 | 96.1004 |  | NEE: Electrical Superintendent | [6 empty] | US |  | 17.6099 | Mo. |  | 10712 |  | 188636.7803 | 17.6099 | Mo. |  | 10712 |  | 188636.7803 | 15.54 | Mo. |  | 10712 |  | 166464.9199 | 15.54 | Mo. |  | 10712 |  | 166464.9199 | 16.6242 | Mo. |  | 10712 |  | 178078.7515 | 17.6099 | Mo. |  | 10712 |  | 188636.7803 | 11.5975 | Mo. |  | 10712 |  | 124232.8049 | 5.7988 | Mo. |  | 10712 |  | 62116.4025 | 15.54 | Mo. |  | 10712 |  | 166464.9199 | 17.6099 | Mo. |  | 10712 |  | 188636.7803 | 15.54 | Mo. |  | 10712 |  | 166464.9199 | 17.6099 | Mo. |  | 10712 |  | 188636.7803 | 0 | Mo. |  | #N/A |  | #N/A
| 10-00-00~~10-00-96.1005 | 576-02-00~~576-02-96.1005 |  |  | 10- | 00- | 576- | 02- | 96.1005 | NEE General M&A | [12 empty] | 13390 |  | Added 25% for Canada Impacts 10/8/18 |  |  |  | 10712 | increased by 3% 4/2/18 | [11 empty] | T_M_1443 |  | NEE | 96 | 96 | 96.1005 |  | NEE: Civil Superintendent | [6 empty] | US |  | 17.6099 | Mo. |  | 10712 |  | 188636.7803 | 17.6099 | Mo. |  | 10712 |  | 188636.7803 | 15.54 | Mo. |  | 10712 |  | 166464.9199 | 15.54 | Mo. |  | 10712 |  | 166464.9199 | 16.6242 | Mo. |  | 10712 |  | 178078.7515 | 17.6099 | Mo. |  | 10712 |  | 188636.7803 | 11.5975 | Mo. |  | 10712 |  | 124232.8049 | 5.7988 | Mo. |  | 10712 |  | 62116.4025 | 15.54 | Mo. |  | 10712 |  | 166464.9199 | 17.6099 | Mo. |  | 10712 |  | 188636.7803 | 15.54 | Mo. |  | 10712 |  | 166464.9199 | 17.6099 | Mo. |  | 10712 |  | 188636.7803 | 0 | Mo. |  | #N/A |  | #N/A
| 10-00-00~~10-00-96.1006 | 576-02-00~~576-02-96.1006 |  |  | 10- | 00- | 576- | 02- | 96.1006 | NEE General M&A | [12 empty] | 13390 |  | Added 25% for Canada Impacts 10/8/18 |  |  |  | 10712 | increased by 3% 4/2/18 | [11 empty] | T_M_1444 |  | NEE | 96 | 96 | 96.1006 |  | NEE: Erection Superintendent | [6 empty] | US |  | 0 | Mo. |  | 10712 |  | 0 | 0 | Mo. |  | 10712 |  | 0 | 0 | Mo. |  | 10712 |  | 0 | 0 | Mo. |  | 10712 |  | 0 | 0 | Mo. |  | 10712 |  | 0 | 0 | Mo. |  | 10712 |  | 0 | 0 | Mo. |  | 10712 |  | 0 | 0 | Mo. |  | 10712 |  | 0 | 0 | Mo. |  | 10712 |  | 0 | 0 | Mo. |  | 10712 |  | 0 | 0 | Mo. |  | 10712 |  | 0 | 0 | Mo. |  | 10712 |  | 0 | 0 | Mo. |  | #N/A |  | #N/A
| 10-00-00~~10-00-96.1007 | 576-02-00~~576-02-96.1007 |  |  | 10- | 00- | 576- | 02- | 96.1007 | NEE General M&A | [12 empty] | 17852.475 |  | Added 25% for Canada Impacts 10/8/18 |  |  |  | 14281.98 | increased by 3% 4/2/18 | [11 empty] | T_M_1445 |  | NEE | 96 | 96 | 96.1007 |  | NEE: Interconn. Coordinator | [6 empty] | US |  | 3.5 | Mo. |  | 14281.98 |  | 49986.93 | 3.5 | Mo. |  | 14281.98 |  | 49986.93 | 0 | Mo. |  | 14281.98 |  | 0 | 0 | Mo. |  | 14281.98 |  | 0 | 0 | Mo. |  | 14281.98 |  | 0 | 3.5 | Mo. |  | 14281.98 |  | 49986.93 | 0 | Mo. |  | 14281.98 |  | 0 | 1.75 | Mo. |  | 14281.98 |  | 24993.465 | 0 | Mo. |  | 14281.98 |  | 0 | 0 | Mo. |  | 14281.98 |  | 0 | 0 | Mo. |  | 14281.98 |  | 0 | 0 | Mo. |  | 14281.98 |  | 0 | 3.5 | Mo. |  | #N/A |  | #N/A
| 10-00-00~~10-00-96.1008 | 576-02-00~~576-02-96.1008 |  |  | 10- | 00- | 576- | 02- | 96.1008 | NEE General M&A | [12 empty] | 15771.875 |  | Added 25% for Canada Impacts 10/8/18 |  |  |  | 12617.5 | increased by 3% 4/2/18 | [11 empty] | T_M_1446 |  | NEE | 96 | 96 | 96.1008 |  | NEE: T-Line Superintendent | [6 empty] | US |  | 0 | Mo. |  | 12617.5 |  | 0 | 0 | Mo. |  | 12617.5 |  | 0 | 0 | Mo. |  | 12617.5 |  | 0 | 0 | Mo. |  | 12617.5 |  | 0 | 0 | Mo. |  | 12617.5 |  | 0 | 0 | Mo. |  | 12617.5 |  | 0 | 0 | Mo. |  | 12617.5 |  | 0 | 0 | Mo. |  | 12617.5 |  | 0 | 0 | Mo. |  | 12617.5 |  | 0 | 0 | Mo. |  | 12617.5 |  | 0 | 0 | Mo. |  | 12617.5 |  | 0 | 0 | Mo. |  | 12617.5 |  | 0 | 0 | Mo. |  | #N/A |  | #N/A
| 10-00-00~~10-00-96.1009 | 576-02-00~~576-02-96.1009 |  |  | 10- | 00- | 576- | 02- | 96.1009 | NEE General M&A | [12 empty] | 12273.7375 |  | Added 25% for Canada Impacts 10/8/18 |  |  |  | 9818.99 | increased by 3% 4/2/18 | [11 empty] | T_M_1447 |  | NEE | 96 | 96 | 96.1009 |  | NEE: Matl/Logistics Coordinator | [6 empty] | US |  | 17.6099 | Mo. |  | 9818.99 |  | 172911.0025 | 17.6099 | Mo. |  | 9818.99 |  | 172911.0025 | 15.54 | Mo. |  | 9818.99 |  | 152587.5078 | 15.54 | Mo. |  | 9818.99 |  | 152587.5078 | 16.6242 | Mo. |  | 9818.99 |  | 163233.1479 | 17.6099 | Mo. |  | 9818.99 |  | 172911.0025 | 11.5975 | Mo. |  | 9818.99 |  | 113876.0894 | 8.8049 | Mo. |  | 9818.99 |  | 86455.5013 | 15.54 | Mo. |  | 9818.99 |  | 152587.5078 | 17.6099 | Mo. |  | 9818.99 |  | 172911.0025 | 15.54 | Mo. |  | 9818.99 |  | 152587.5078 | 17.6099 | Mo. |  | 9818.99 |  | 172911.0025 | 0 | Mo. |  | #N/A |  | #N/A
| 10-00-00~~10-00-96.1010 | 576-02-00~~576-02-96.1010 |  |  | 10- | 00- | 576- | 02- | 96.1010 | NEE General M&A | [12 empty] | 12273.7375 |  | Added 25% for Canada Impacts 10/8/18 |  |  |  | 9818.99 | increased by 3% 4/2/18 | [11 empty] | T_M_1448 |  | NEE | 96 | 96 | 96.1010 |  | NEE: Site/Prj. Coordinator | [6 empty] | US |  | 0 | Mo. |  | 9818.99 |  | 0 | 0 | Mo. |  | 9818.99 |  | 0 | 0 | Mo. |  | 9818.99 |  | 0 | 0 | Mo. |  | 9818.99 |  | 0 | 0 | Mo. |  | 9818.99 |  | 0 | 0 | Mo. |  | 9818.99 |  | 0 | 0 | Mo. |  | 9818.99 |  | 0 | 0 | Mo. |  | 9818.99 |  | 0 | 0 | Mo. |  | 9818.99 |  | 0 | 0 | Mo. |  | 9818.99 |  | 0 | 0 | Mo. |  | 9818.99 |  | 0 | 0 | Mo. |  | 9818.99 |  | 0 | 0 | Mo. |  | #N/A |  | #N/A
| 10-00-00~~10-00-96.1011 | 576-02-00~~576-02-96.1011 |  |  | 10- | 00- | 576- | 02- | 96.1011 | NEE General M&A | [12 empty] | 12273.7375 |  | Added 25% for Canada Impacts 10/8/18 |  |  |  | 9818.99 | increased by 3% 4/2/18 | [11 empty] | T_M_1449 |  | NEE | 96 | 96 | 96.1011 |  | NEE: QA/QC Inspector | [6 empty] | US |  | 0 | Mo. |  | 9818.99 |  | 0 | 0 | Mo. |  | 9818.99 |  | 0 | 0 | Mo. |  | 9818.99 |  | 0 | 0 | Mo. |  | 9818.99 |  | 0 | 0 | Mo. |  | 9818.99 |  | 0 | 0 | Mo. |  | 9818.99 |  | 0 | 0 | Mo. |  | 9818.99 |  | 0 | 0 | Mo. |  | 9818.99 |  | 0 | 0 | Mo. |  | 9818.99 |  | 0 | 0 | Mo. |  | 9818.99 |  | 0 | 0 | Mo. |  | 9818.99 |  | 0 | 0 | Mo. |  | 9818.99 |  | 0 | 0 | Mo. |  | #N/A |  | #N/A
| 10-00-00~~10-00-96.1012 | 576-02-00~~576-02-96.1012 |  |  | 10- | 00- | 576- | 02- | 96.1012 | NEE General M&A | [12 empty] | 12273.7375 |  | Added 25% for Canada Impacts 10/8/18 |  |  |  | 9818.99 | increased by 3% 4/2/18 | [11 empty] | T_M_1450 |  | NEE | 96 | 96 | 96.1012 |  | NEE: Safety & Enviornmental | [6 empty] | US |  | 0 | Mo. |  | 9818.99 |  | 0 | 0 | Mo. |  | 9818.99 |  | 0 | 0 | Mo. |  | 9818.99 |  | 0 | 0 | Mo. |  | 9818.99 |  | 0 | 0 | Mo. |  | 9818.99 |  | 0 | 0 | Mo. |  | 9818.99 |  | 0 | 0 | Mo. |  | 9818.99 |  | 0 | 0 | Mo. |  | 9818.99 |  | 0 | 0 | Mo. |  | 9818.99 |  | 0 | 0 | Mo. |  | 9818.99 |  | 0 | 0 | Mo. |  | 9818.99 |  | 0 | 0 | Mo. |  | 9818.99 |  | 0 | #VALUE! | Mo. |  | #N/A |  | #N/A
| 10-00-00~~10-00-96.1013 | 576-02-00~~576-02-96.1013 |  |  | 10- | 00- | 576- | 02- | 96.1013 | NEE General M&A | [18 empty] | 2500 |  | bills 5 projects/month | [10 empty] | T_M_1451 |  | NEE | 96 | 96 | 96.1013 |  | NEE: Project Controller | [6 empty] | US |  | 18.0698 | Mo. |  | 2500 |  | 45174.538 | 18.0698 | Mo. |  | 2500 |  | 45174.538 | 16 | Mo. |  | 2500 |  | 40000 | 16 | Mo. |  | 2500 |  | 40000 | 17.0842 | Mo. |  | 2500 |  | 42710.4723 | 18.0698 | Mo. |  | 2500 |  | 45174.538 | 12.0575 | Mo. |  | 2500 |  | 30143.7372 | 9.0349 | Mo. |  | 2500 |  | 22587.269 | 16 | Mo. |  | 2500 |  | 40000 | 18.0698 | Mo. |  | 2500 |  | 45174.538 | 16 | Mo. |  | 2500 |  | 40000 | 18.0698 | Mo. |  | 2500 |  | 45174.538 | 0 | Mo. |  | #N/A |  | #N/A
| 10-00-00~~10-00-96.1014 | 576-02-00~~576-02-96.1014 |  |  | 10- | 00- | 576- | 02- | 96.1014 | NEE General M&A | [18 empty] | 3250 |  | bills 5 projects/month | [10 empty] | T_M_1452 |  | NEE | 96 | 96 | 96.1014 |  | NEE: Early Stage Project Management | [6 empty] | US |  | 18.9897 | Mo. |  | 3250 |  | 61716.6324 | 18.9897 | Mo. |  | 3250 |  | 61716.6324 | 16.9199 | Mo. |  | 3250 |  | 54989.7331 | 16.9199 | Mo. |  | 3250 |  | 54989.7331 | 18.0041 | Mo. |  | 3250 |  | 58513.347 | 18.9897 | Mo. |  | 3250 |  | 61716.6324 | 12.9774 | Mo. |  | 3250 |  | 42176.5914 | 9.4949 | Mo. |  | 3250 |  | 30858.3162 | 16.9199 | Mo. |  | 3250 |  | 54989.7331 | 18.9897 | Mo. |  | 3250 |  | 61716.6324 | 16.9199 | Mo. |  | 3250 |  | 54989.7331 | 18.9897 | Mo. |  | 3250 |  | 61716.6324 | 0 | Mo. |  | #N/A |  | #N/A
[7 empty] | Header |  | 96.2 | [20 empty] | increased by 3% 4/2/18 | [11 empty] | T_M_1454 |  | NEE | 96 | 96 | 96.2 |  | SITE BOUND PERSONNEL | [6 empty] | US
| 10-00-00~~10-00-96.2001 | 576-02-00~~576-02-96.2001 |  |  | 10- | 00- | 576- | 02- | 96.2001 | NEE General M&A | [12 empty] | 5578.7375 |  | Added 25% for Canada Impacts 10/8/18 |  |  |  | 4462.99 | increased by 3% 4/2/18 | [11 empty] | T_M_1455 |  | NEE | 96 | 96 | 96.2001 |  | Administrative Support | [6 empty] | US |  | 20.8296 | Mo. |  | 4462.99 |  | 92962.1572 | 20.8296 | Mo. |  | 4462.99 |  | 92962.1572 | 18.7598 | Mo. |  | 4462.99 |  | 83724.5927 | 18.7598 | Mo. |  | 4462.99 |  | 83724.5927 | 19.8439 | Mo. |  | 4462.99 |  | 88563.317 | 20.8296 | Mo. |  | 4462.99 |  | 92962.1572 | 14.8172 | Mo. |  | 4462.99 |  | 66129.2317 | 10.4148 | Mo. |  | 4462.99 |  | 46481.0786 | 18.7598 | Mo. |  | 4462.99 |  | 83724.5927 | 20.8296 | Mo. |  | 4462.99 |  | 92962.1572 | 18.7598 | Mo. |  | 4462.99 |  | 83724.5927 | 20.8296 | Mo. |  | 4462.99 |  | 92962.1572 | 0 | Mo. |  | #N/A |  | #N/A
| 10-00-00~~10-00-96.2002 | 576-02-00~~576-02-96.2002 |  |  | 10- | 00- | 576- | 02- | 96.2002 | NEE General M&A | [12 empty] | 15450 |  | Added 25% for Canada Impacts 10/8/18 |  |  |  | 12360 | increased by 3% 4/2/18 | [11 empty] | T_M_1456 |  | NEE | 96 | 96 | 96.2002 |  | NEE General Site Security | [6 empty] | US |  | 0 | Mo. |  | 12360 |  | 0 | 0 | Mo. |  | 12360 |  | 0 | 0 | Mo. |  | 12360 |  | 0 | 0 | Mo. |  | 12360 |  | 0 | 0 | Mo. |  | 12360 |  | 0 | 0 | Mo. |  | 12360 |  | 0 | 0 | Mo. |  | 12360 |  | 0 | 0 | Mo. |  | 12360 |  | 0 | 0 | Mo. |  | 12360 |  | 0 | 0 | Mo. |  | 12360 |  | 0 | 0 | Mo. |  | 12360 |  | 0 | 0 | Mo. |  | 12360 |  | 0 | #VALUE! | Mo. |  | #N/A |  | #N/A
| 10-00-00~~10-00-96.2003 | 576-02-00~~576-02-96.2003 |  |  | 10- | 00- | 576- | 02- | 96.2003 | NEE General M&A | [12 empty] | 0 |  | Added 25% for Canada Impacts 10/8/18 |  |  |  |  | increased by 3% 4/2/18 | [11 empty] | T_M_1457 |  | NEE | 96 | 96 | 96.2003 |  | Site Bound Personnel Other | [6 empty] | US |  | 0 | Mo. |  | 0 |  | 0 | 0 | Mo. |  | 0 |  | 0 | 0 | Mo. |  | 0 |  | 0 | 0 | Mo. |  | 0 |  | 0 | 0 | Mo. |  | 0 |  | 0 | 0 | Mo. |  | 0 |  | 0 | 0 | Mo. |  | 0 |  | 0 | 0 | Mo. |  | 0 |  | 0 | 0 | Mo. |  | 0 |  | 0 | 0 | Mo. |  | 0 |  | 0 | 0 | Mo. |  | 0 |  | 0 | 0 | Mo. |  | 0 |  | 0 | 0 | Mo. |  | #N/A |  | #N/A
[7 empty] | Header |  | 96.3 | [20 empty] | increased by 3% 4/2/18 | [11 empty] | T_M_1458 |  | NEE | 96 | 96 | 96.3 |  | NEE - FIELD / SITE EXPENDITURES | [6 empty] | US
| 10-00-00~~10-00-96.3001 | 576-03-00~~576-03-96.3001 |  |  | 10- | 00- | 576- | 03- | 96.3001 | NEE General M&A | [12 empty] | 1030 |  | Added 25% for Canada Impacts 10/8/18 |  |  |  | 824 | increased by 3% 4/2/18 | [11 empty] | T_M_1459 |  | NEE | 96 | 96 | 96.3001 |  | Prj. Vehicles: NEE Trucks | [6 empty] | US |  | 140.0822 | Mo. |  | 824 |  | 115427.7135 | 140.0822 | Mo. |  | 824 |  | 115427.7135 | 121.4104 | Mo. |  | 824 |  | 100042.1953 | 121.4104 | Mo. |  | 824 |  | 100042.1953 | 129.3575 | Mo. |  | 824 |  | 106590.6096 | 140.0822 | Mo. |  | 824 |  | 115427.7135 | 92.5119 | Mo. |  | 824 |  | 76229.7797 | 60.0306 | Mo. |  | 824 |  | 49465.1938 | 121.4104 | Mo. |  | 824 |  | 100042.1953 | 136.5822 | Mo. |  | 824 |  | 112543.7135 | 121.4104 | Mo. |  | 824 |  | 100042.1953 | 136.5822 | Mo. |  | 824 |  | 112543.7135 | #VALUE! | Mo. |  | #N/A |  | #N/A
| 10-00-00~~10-00-96.3002 | 576-03-00~~576-03-96.3002 |  |  | 10- | 00- | 576- | 03- | 96.3002 | NEE General M&A | [12 empty] | 10300 |  | Added 25% for Canada Impacts 10/8/18 |  |  |  | 8240 | increased by 3% 4/2/18 | [11 empty] | T_M_1460 |  | NEE | 96 | 96 | 96.3002 |  | Prj. Vehicles: NEE ATVs | [6 empty] | US |  | 0 | Ea. |  | 8240 |  | 0 | 0 | Ea. |  | 8240 |  | 0 | 0 | Ea. |  | 8240 |  | 0 | 0 | Ea. |  | 8240 |  | 0 | 0 | Ea. |  | 8240 |  | 0 | 0 | Ea. |  | 8240 |  | 0 | 0 | Ea. |  | 8240 |  | 0 | 0 | Ea. |  | 8240 |  | 0 | 0 | Ea. |  | 8240 |  | 0 | 0 | Ea. |  | 8240 |  | 0 | 0 | Ea. |  | 8240 |  | 0 | 0 | Ea. |  | 8240 |  | 0 | 0 | Ea. |  | #N/A |  | #N/A
| 10-00-00~~10-00-96.3003 | 576-03-00~~576-03-96.3003 |  |  | 10- | 00- | 576- | 03- | 96.3003 | NEE General M&A | [12 empty] | 656.625 |  | Added 25% for Canada Impacts 10/8/18 |  |  |  | 525.3 | increased by 3% 4/2/18 | [11 empty] | T_M_1461 |  | NEE | 96 | 96 | 96.3003 |  | Prj. Vehicles Insurance rate | [6 empty] | US |  | 11.6735 | Trk-Yrs |  | 525.3 |  | 6132.0973 | 11.6735 | Trk-Yrs |  | 525.3 |  | 6132.0973 | 10.1175 | Trk-Yrs |  | 525.3 |  | 5314.7416 | 10.1175 | Trk-Yrs |  | 525.3 |  | 5314.7416 | 10.7798 | Trk-Yrs |  | 525.3 |  | 5662.6261 | 11.6735 | Trk-Yrs |  | 525.3 |  | 6132.0973 | 7.7093 | Trk-Yrs |  | 525.3 |  | 4049.707 | 5.0025 | Trk-Yrs |  | 525.3 |  | 2627.8384 | 10.1175 | Trk-Yrs |  | 525.3 |  | 5314.7416 | 11.3818 | Trk-Yrs |  | 525.3 |  | 5978.8848 | 10.1175 | Trk-Yrs |  | 525.3 |  | 5314.7416 | 11.3818 | Trk-Yrs |  | 525.3 |  | 5978.8848 | #VALUE! | Trk-Yrs |  | #N/A |  | #N/A
| 10-00-00~~10-00-96.3004 | 576-04-00~~576-04-96.3004 |  |  | 10- | 00- | 576- | 04- | 96.3004 | NEE General M&A | [12 empty] | 141.625 |  | Added 25% for Canada Impacts 10/8/18 |  |  |  | 113.3 | increased by 3% 4/2/18 | [11 empty] | T_M_1462 |  | NEE | 96 | 96 | 96.3004 |  | Subsistence for Field Personnel | [6 empty] | US |  | 4263.7513 | Dy |  | 113.3 |  | 483083.0166 | 4263.7513 | Dy |  | 113.3 |  | 483083.0166 | 3695.43 | Dy |  | 113.3 |  | 418692.219 | 3695.43 | Dy |  | 113.3 |  | 418692.219 | 3937.32 | Dy |  | 113.3 |  | 446098.356 | 4263.7513 | Dy |  | 113.3 |  | 483083.0166 | 2815.83 | Dy |  | 113.3 |  | 319033.539 | 1827.1806 | Dy |  | 113.3 |  | 207019.5648 | 3695.43 | Dy |  | 113.3 |  | 418692.219 | 4157.22 | Dy |  | 113.3 |  | 471013.026 | 3695.43 | Dy |  | 113.3 |  | 418692.219 | 4157.22 | Dy |  | 113.3 |  | 471013.026 | 0 | Dy |  | #N/A |  | #N/A
| 10-00-00~~10-00-96.3005 | 576-04-00~~576-04-96.3005 |  |  | 10- | 00- | 576- | 04- | 96.3005 | NEE General M&A | [12 empty] | 869.0625 |  | Added 25% for Canada Impacts 10/8/18 |  |  |  | 695.25 | increased by 3% 4/2/18 | [11 empty] | T_M_1463 |  | NEE | 96 | 96 | 96.3005 |  | Travel (Air Fares, Vendor Inspections, Etc.) | [6 empty] | US |  | 174.0307 | Ea. |  | 695.25 |  | 120994.8186 | 174.0307 | Ea. |  | 695.25 |  | 120994.8186 | 150.8339 | Ea. |  | 695.25 |  | 104867.2534 | 150.8339 | Ea. |  | 695.25 |  | 104867.2534 | 160.7069 | Ea. |  | 695.25 |  | 111731.4992 | 174.0307 | Ea. |  | 695.25 |  | 120994.8186 | 114.9318 | Ea. |  | 695.25 |  | 79906.3595 | 74.5788 | Ea. |  | 695.25 |  | 51850.9114 | 150.8339 | Ea. |  | 695.25 |  | 104867.2534 | 169.6824 | Ea. |  | 695.25 |  | 117971.7227 | 150.8339 | Ea. |  | 695.25 |  | 104867.2534 | 169.6824 | Ea. |  | 695.25 |  | 117971.7227 | 0 | Ea. |  | #N/A |  | #N/A
| 10-00-00~~10-00-96.3997 | 576-04-00~~576-04-96.3997 |  |  | 10- | 00- | 576- | 04- | 96.3997 | NEE General M&A | [12 empty] | 88580 |  | Added 100% for Canada Impacts 10/8/18 |  |  |  | 44290 | increased by 3% 4/2/18 | [11 empty] | T_M_1464 |  | NEE | 96 | 96 | 96.3997 |  | Home Office Support - NEE | [6 empty] | US |  | 20.8296 | Mo. |  | 44290 |  | 922541.6016 | 20.8296 | Mo. |  | 44290 |  | 922541.6016 | 18.7598 | Mo. |  | 44290 |  | 830869.4867 | 18.7598 | Mo. |  | 44290 |  | 830869.4867 | 19.8439 | Mo. |  | 44290 |  | 878888.2136 | 20.8296 | Mo. |  | 44290 |  | 922541.6016 | 14.8172 | Mo. |  | 44290 |  | 656255.9343 | 10.4148 | Mo. |  | 44290 |  | 461270.8008 | 18.7598 | Mo. |  | 44290 |  | 830869.4867 | 20.8296 | Mo. |  | 44290 |  | 922541.6016 | 18.7598 | Mo. |  | 44290 |  | 830869.4867 | 20.8296 | Mo. |  | 44290 |  | 922541.6016 | #VALUE! | Mo. |  | #N/A |  | #N/A
| 10-00-00~~10-00-96.3998 | 576-04-00~~576-04-96.3998 |  |  | 10- | 00- | 576- | 04- | 96.3998 | NEE General M&A | [18 empty] | 1875 |  | bills 5 projects/month | [10 empty] | T_M_1465 |  | NEE | 96 | 96 | 96.3998 |  | NEE: Unifier Support | [6 empty] | US |  | 18.0698 | Mo. |  | 1875 |  | 33880.9035 | 18.0698 | Mo. |  | 1875 |  | 33880.9035 | 16 | Mo. |  | 1875 |  | 30000 | 16 | Mo. |  | 1875 |  | 30000 | 17.0842 | Mo. |  | 1875 |  | 32032.8542 | 18.0698 | Mo. |  | 1875 |  | 33880.9035 | 12.0575 | Mo. |  | 1875 |  | 22607.8029 | 9.0349 | Mo. |  | 1875 |  | 16940.4517 | 16 | Mo. |  | 1875 |  | 30000 | 18.0698 | Mo. |  | 1875 |  | 33880.9035 | 16 | Mo. |  | 1875 |  | 30000 | 18.0698 | Mo. |  | 1875 |  | 33880.9035 | #VALUE! | Mo. |  | #N/A |  | #N/A
| 10-00-00~~10-00-96.3999 | 576-04-00~~576-04-96.3999 |  |  | 10- | 00- | 576- | 04- | 96.3999 | NEE General M&A | [12 empty] | 0 | [6 empty] | increased by 3% 4/2/18 | [11 empty] | T_M_1466 |  | NEE | 96 | 96 | 96.3999 |  | Other NEE Field Site Expenditures Special Purchase | [6 empty] | US |  | 0 | Lot |  | 0 |  | 0 | 0 | Lot |  | 0 |  | 0 | 0 | Lot |  | 0 |  | 0 | 0 | Lot |  | 0 |  | 0 | 0 | Lot |  | 0 |  | 0 | 0 | Lot |  | 0 |  | 0 | 0 | Lot |  | 0 |  | 0 | 0 | Lot |  | 0 |  | 0 | 0 | Lot |  | 0 |  | 0 | 0 | Lot |  | 0 |  | 0 | 0 | Lot |  | 0 |  | 0 | 0 | Lot |  | 0 |  | 0 | 0 | Lot |  | #N/A |  | #N/A
[7 empty] | Header |  | 96.4 | [20 empty] | increased by 3% 4/2/18 | [11 empty] | T_M_1467 |  | NEE | 96 | 96 | 96.4 |  | NEE - OTHER (If Not Carried By Contractor) | [6 empty] | US
| 10-00-00~~10-00-96.4001 | 576-03-00~~576-03-96.4001 |  |  | 10- | 00- | 576- | 03- | 96.4001 | NEE General M&A | [12 empty] | 4506.25 |  | Added 25% for Canada Impacts 10/8/18 |  |  |  | 3605 | increased by 3% 4/2/18 | [11 empty] | T_M_1468 |  | NEE | 96 | 96 | 96.4001 |  | Field Office Trailers - NEE | [6 empty] | US |  | 0 | Mo. | with EPC | 3605 |  | 0 | 0 | Mo. | with EPC | 3605 |  | 0 | 0 | Mo. | with EPC | 3605 |  | 0 | 0 | Mo. | with EPC | 3605 |  | 0 | 0 | Mo. | with EPC | 3605 |  | 0 | 0 | Mo. | with EPC | 3605 |  | 0 | 0 | Mo. | with EPC | 3605 |  | 0 | 0 | Mo. | with EPC | 3605 |  | 0 | 0 | Mo. | with EPC | 3605 |  | 0 | 0 | Mo. | with EPC | 3605 |  | 0 | 0 | Mo. | with EPC | 3605 |  | 0 | 0 | Mo. | with EPC | 3605 |  | 0 | 0 | Mo. | with EPC | #N/A |  | #N/A
| 10-00-00~~10-00-96.4002 | 576-03-00~~576-03-96.4002 |  |  | 10- | 00- | 576- | 03- | 96.4002 | NEE General M&A | [12 empty] | 7725 |  | Added 25% for Canada Impacts 10/8/18 |  |  |  | 6180 | increased by 3% 4/2/18 | [11 empty] | T_M_1469 |  | NEE | 96 | 96 | 96.4002 |  | Facilities & Infrastructure (sanitary, trash,etc.) | [6 empty] | US |  | 0 | Mo. | with EPC | 6180 |  | 0 | 0 | Mo. | with EPC | 6180 |  | 0 | 0 | Mo. | with EPC | 6180 |  | 0 | 0 | Mo. | with EPC | 6180 |  | 0 | 0 | Mo. | with EPC | 6180 |  | 0 | 0 | Mo. | with EPC | 6180 |  | 0 | 0 | Mo. | with EPC | 6180 |  | 0 | 0 | Mo. | with EPC | 6180 |  | 0 | 0 | Mo. | with EPC | 6180 |  | 0 | 0 | Mo. | with EPC | 6180 |  | 0 | 0 | Mo. | with EPC | 6180 |  | 0 | 0 | Mo. | with EPC | 6180 |  | 0 | 0 | Mo. | with EPC | #N/A |  | #N/A
| 10-00-00~~10-00-96.4003 | 576-03-00~~576-03-96.4003 |  |  | 10- | 00- | 576- | 03- | 96.4003 | NEE General M&A | [12 empty] | 7725 |  | Added 25% for Canada Impacts 10/8/18 |  |  |  | 6180 | increased by 3% 4/2/18 | [11 empty] | T_M_1470 |  | NEE | 96 | 96 | 96.4003 |  | Storage Containers | [6 empty] | US |  | 0 | Mo. | with EPC | 6180 |  | 0 | 0 | Mo. | with EPC | 6180 |  | 0 | 0 | Mo. | with EPC | 6180 |  | 0 | 0 | Mo. | with EPC | 6180 |  | 0 | 0 | Mo. | with EPC | 6180 |  | 0 | 0 | Mo. | with EPC | 6180 |  | 0 | 0 | Mo. | with EPC | 6180 |  | 0 | 0 | Mo. | with EPC | 6180 |  | 0 | 0 | Mo. | with EPC | 6180 |  | 0 | 0 | Mo. | with EPC | 6180 |  | 0 | 0 | Mo. | with EPC | 6180 |  | 0 | 0 | Mo. | with EPC | 6180 |  | 0 | 0 | Mo. | with EPC | #N/A |  | #N/A
| 10-00-00~~10-00-96.4004 | 576-03-00~~576-03-96.4004 |  |  | 10- | 00- | 576- | 03- | 96.4004 | NEE General M&A | [12 empty] | 16093.75 |  | Added 25% for Canada Impacts 10/8/18 |  |  |  | 12875 | increased by 3% 4/2/18 | [11 empty] | T_M_1471 |  | NEE | 96 | 96 | 96.4004 |  | Misc. Field Office G&A (Office setup,etc.) | [6 empty] | US |  | 18.9897 | Mo. |  | 12875 |  | 244492.8131 | 18.9897 | Mo. |  | 12875 |  | 244492.8131 | 16.9199 | Mo. |  | 12875 |  | 217843.9425 | 16.9199 | Mo. |  | 12875 |  | 217843.9425 | 18.0041 | Mo. |  | 12875 |  | 231802.8747 | 18.9897 | Mo. |  | 12875 |  | 244492.8131 | 12.9774 | Mo. |  | 12875 |  | 167084.1889 | 9.4949 | Mo. |  | 12875 |  | 122246.4066 | 16.9199 | Mo. |  | 12875 |  | 217843.9425 | 18.9897 | Mo. |  | 12875 |  | 244492.8131 | 16.9199 | Mo. |  | 12875 |  | 217843.9425 | 18.9897 | Mo. |  | 12875 |  | 244492.8131 | 0 | Mo. |  | #N/A |  | #N/A
| 10-00-00~~10-00-96.4005 | 576-03-00~~576-03-96.4005 |  |  | 10- | 00- | 576- | 03- | 96.4005 | NEE General M&A | [12 empty] | 64375 |  | Added 25% for Canada Impacts 10/8/18 |  |  |  | 51500 | increased by 3% 4/2/18 | [11 empty] | T_M_1472 |  | NEE | 96 | 96 | 96.4005 |  | Communications to Field Facilities | [6 empty] | US |  | 1 | Ea. |  | 51500 |  | 51500 | 1 | Ea. |  | 51500 |  | 51500 | 1 | Ea. |  | 51500 |  | 51500 | 1 | Ea. |  | 51500 |  | 51500 | 1 | Ea. |  | 51500 |  | 51500 | 1 | Ea. |  | 51500 |  | 51500 | 1 | Ea. |  | 51500 |  | 51500 | 0.5 | Ea. |  | 51500 |  | 25750 | 1 | Ea. |  | 51500 |  | 51500 | 1 | Ea. |  | 51500 |  | 51500 | 1 | Ea. |  | 51500 |  | 51500 | 1 | Ea. |  | 51500 |  | 51500 | 0 | Ea. |  | #N/A |  | #N/A
| 10-00-00~~10-00-96.4006 | 576-04-00~~576-04-96.4006 |  |  | 10- | 00- | 576- | 04- | 96.4006 | NEE General M&A | [12 empty] | 51500 |  | Added 25% for Canada Impacts 10/8/18 |  |  |  | 41200 | increased by 3% 4/2/18 | [11 empty] | T_M_1473 |  | NEE | 96 | 96 | 96.4006 |  | Safety & Public Relations | [6 empty] | US |  | 1 | Ea. |  | 41200 |  | 41200 | 1 | Ea. |  | 41200 |  | 41200 | 1 | Ea. |  | 41200 |  | 41200 | 1 | Ea. |  | 41200 |  | 41200 | 1 | Ea. |  | 41200 |  | 41200 | 1 | Ea. |  | 41200 |  | 41200 | 1 | Ea. |  | 41200 |  | 41200 | 0.5 | Ea. |  | 41200 |  | 20600 | 1 | Ea. |  | 41200 |  | 41200 | 1 | Ea. |  | 41200 |  | 41200 | 1 | Ea. |  | 41200 |  | 41200 | 1 | Ea. |  | 41200 |  | 41200 | 0 | Ea. |  | #N/A |  | #N/A
| 10-00-00~~10-00-96.4007 | 576-04-00~~576-04-96.4007 |  |  | 10- | 00- | 576- | 04- | 96.4007 | NEE General M&A | [12 empty] | 1.25 |  | Added 25% for Canada Impacts 10/8/18 |  |  |  | 1 | Formula | [7 empty] | T_A_247 |  |  |  | T_M_1474 |  | NEE | 96 | 96 | 96.4007 |  | NEEs OVH Mark-up | [6 empty] | US |  | 1 | Ea. | Energy | 0 |  | 0 | 1 | Ea. | Energy | 0 |  | 0 | 1 | Ea. | Energy | 0 |  | 0 | 1 | Ea. | Energy | 0 |  | 0 | 1 | Ea. | Energy | 0 |  | 0 | 1 | Ea. | Energy | 0 |  | 0 | 1 | Ea. | Energy | 0 |  | 0 | 1 | Ea. | Energy | 0 |  | 0 | 1 | Ea. | Energy | 0 |  | 0 | 1 | Ea. | Energy | 0 |  | 0 | 1 | Ea. | Energy | 0 |  | 0 | 1 | Ea. | Energy | 0 |  | 0 | 1 | Ea. |  | #N/A |  | #N/A
| 10-00-00~~10-00-96.4008 | 552-01-00~~552-01-96.4008 |  |  | 10- | 00- | 552- | 01- | 96.4008 | Load Bank | [12 empty] | 1.1 | Formula | Added 10% for Canada Impacts 2/23/2017 |  |  |  | 1 | Formula | Based on Assumption Sheet |  |  |  |  | T_A_242 | [5 empty] | T_M_1475 |  | LBC | 96 | 96 | 96.4008 |  | NEE Load Bank Commissioning Costs | [6 empty] | US |  | 0 | Lot |  | 184000 |  | 0 | 0 | Lot |  | 184000 |  | 0 | 0 | Lot |  | 79000 |  | 0 | 0 | Lot |  | 79000 |  | 0 | 0 | Lot |  | 79000 |  | 0 | 0 | Lot |  | 184000 |  | 0 | 0 | Lot |  | 79000 |  | 0 | 0 | Lot |  | 76000 |  | 0 | 0 | Lot |  | 79000 |  | 0 | 0 | Lot |  | 76000 |  | 0 | 0 | Lot |  | 79000 |  | 0 | 0 | Lot |  | 76000 |  | 0 | 0 | Lot |  | #VALUE! |  | #VALUE!
| 12-00-00~~12-00-96.4009 | 581-01-00~~581-01-96.4009 |  |  | 12- | 00- | 581- | 01- | 96.4009 | NEE General M&A | [31 empty] | T_M_1476 |  | NEE | 96 | 96 | 96.4009 |  | NEE Sales Tax | [6 empty] | US |  | 1 | Ea. |  | 0 |  | 0 | 1 | Ea. |  | 0 |  | 0 | 1 | Ea. |  | 0 |  | 0 | 1 | Ea. |  | 0 |  | 0 | 1 | Ea. |  | 0 |  | 0 | 1 | Ea. |  | 0 |  | 0 | 1 | Ea. |  | 0 |  | 0 | 1 | Ea. |  | 0 |  | 0 | 1 | Ea. |  | 0 |  | 0 | 1 | Ea. |  | 0 |  | 0 | 1 | Ea. |  | 0 |  | 0 | 1 | Ea. |  | 0 |  | 0 | 1 | Ea. |  | #N/A |  | #N/A
[42 empty] | T_M_1478 |  |  |  |  | 1160
[42 empty] | T_M_1479 |  |  |  |  | 1161 | [15 empty] | 3169871.8161 | [5 empty] | 3169871.8161 | [5 empty] | 2778032.6002 | [5 empty] | 2778032.6002 | [5 empty] | 2947601.26 | [5 empty] | 3169871.8161 | [5 empty] | 2161419.2919 | [5 empty] | 1414759.9631 | [5 empty] | 2778032.6002 | [5 empty] | 3101754.587 | [5 empty] | 2778032.6002 | [5 empty] | 3101754.587 | [5 empty] | #N/A
[42 empty] | T_M_1480 |  |  |  |  | 1162 |  | NOTE: DOES NOT WORK FOR DG…Assume 0 escalation DG
[42 empty] | T_M_1481 |  |  |  |  | 1163
[7 empty] | Header |  | 97.0 | [32 empty] | T_M_1482 |  |  |  |  | 97.0 |  | PROJECT CONTINGENCY
[42 empty] | T_M_1483 |  |  |  | - | 1165 |  | - |  |  | - | - | - | - |  |  | - | - |  | - |  | - | - | - |  | - |  | - | - | - |  | - |  | - | - | - |  | - |  | - | - | - |  | - |  | - | - | - |  | - |  | - | - | - |  | - |  | - | - | - |  | - |  | - | - | - |  | - |  | - | - | - |  | - |  | - | - | - |  | - |  | - | - | - |  | - |  | - | - | - |  | - |  | -
[7 empty] | Header |  | 97.1 | [32 empty] | T_M_1484 |  | ESC | 97.5 | 97 | 97.1 |  | ESCALATION BREAKDOWN |  |  |  | Estimate Cost Based on: | Labor | Material |  |  | H2 2026 | COD Year |  |  |  |  | H2 2026 | COD Year |  |  |  |  | H2 2027 | COD Year |  |  |  |  | H2 2027 | COD Year |  |  |  |  | H2 2026 | COD Year |  |  |  |  | H2 2026 | COD Year |  |  |  |  | H2 2026 | COD Year |  |  |  |  | H2 2026 | COD Year |  |  |  |  | H2 2027 | COD Year |  |  |  |  | H2 2026 | COD Year |  |  |  |  | H2 2027 | COD Year |  |  |  |  | H2 2026 | COD Year |  |  |  |  | #VALUE! | COD Year
| 99-00-00~~99-00-97.1013 | 580-01-00~~580-01-97.1013 |  |  | 99- | 00- | 580- | 01- | 97.1013 | Escalation | [31 empty] | T_M_1485 |  | ESC | 97.5 | 97 | 97.1013 |  | Escalation:NEE Matl Excl. Modules, PCU, Incl SS | [5 empty] | 100% | US |  | 1 | LS | 8.243% | 640287.0458 |  | 640287.0458 | 1 | LS | 8.243% | 559526.3277 |  | 559526.3277 | 1 | LS | 10.41% | 17536.5737 |  | 17536.5737 | 1 | LS | 10.41% | 23197.0404 |  | 23197.0404 | 1 | LS | 8.243% | 18372.0925 |  | 18372.0925 | 1 | LS | 8.243% | 80047.3408 |  | 80047.3408 | 1 | LS | 8.243% | 18372.0925 |  | 18372.0925 | 1 | LS | 8.243% | 17195.4484 |  | 17195.4484 | 1 | LS | 10.41% | 23197.0404 |  | 23197.0404 | 1 | LS | 8.243% | 18372.0925 |  | 18372.0925 | 1 | LS | 10.41% | 23197.0404 |  | 23197.0404 | 1 | LS | 8.243% | 18372.0925 |  | 18372.0925 | 1 | LS | 0% | 0 |  | 0
| 99-00-00~~99-00-97.1002 | 580-01-00~~580-01-97.1002 |  |  | 99- | 00- | 580- | 01- | 97.1002 | Escalation | [31 empty] | T_M_1486 |  | ESC | 97.5 | 97 | 97.1002 |  | Escalation:NEE Labor |  |  |  |  | 100% |  | C |  | 1 | LS | 9.273% | 368016.9377 |  | 368016.9377 | 1 | LS | 9.273% | 363380.5877 |  | 363380.5877 | 1 | LS | 12.55% | 357147.5501 |  | 357147.5501 | 1 | LS | 12.55% | 363422.9906 |  | 363422.9906 | 1 | LS | 9.273% | 284223.6582 |  | 284223.6582 | 1 | LS | 9.273% | 368016.9377 |  | 368016.9377 | 1 | LS | 9.273% | 211323.3628 |  | 211323.3628 | 1 | LS | 9.273% | 142087.8832 |  | 142087.8832 | 1 | LS | 12.55% | 363422.9906 |  | 363422.9906 | 1 | LS | 9.273% | 298517.8337 |  | 298517.8337 | 1 | LS | 12.55% | 363422.9906 |  | 363422.9906 | 1 | LS | 9.273% | 298517.8337 |  | 298517.8337 | 1 | LS | 0% | 0 |  | 0
| 99-00-00~~99-00-97.1014 | 580-01-00~~580-01-97.1014 |  |  | 99- | 00- | 580- | 01- | 97.1014 | Escalation | [31 empty] | T_M_1487 |  | ESC | 97.5 | 97 | 97.1014 |  | Escalation:NEE Procured Modules | [5 empty] | 100% | US |  | 0 | LS | 0% | 0 |  | 0 | 0 | LS | 0% | 0 |  | 0 | 0 | LS | 0% | 0 |  | 0 | 0 | LS | 0% | 0 |  | 0 | 0 | LS | 0% | 0 |  | 0 | 0 | LS | 0% | 0 |  | 0 | 0 | LS | 0% | 0 |  | 0 | 0 | LS | 0% | 0 |  | 0 | 0 | LS | 0% | 0 |  | 0 | 0 | LS | 0% | 0 |  | 0 | 0 | LS | 0% | 0 |  | 0 | 0 | LS | 0% | 0 |  | 0 | 0 | LS | 0% | #VALUE! |  | #VALUE!
| 99-00-00~~99-00-97.1015 | 580-01-00~~580-01-97.1015 |  |  | 99- | 00- | 580- | 01- | 97.1015 | Escalation | [31 empty] | T_M_1488 |  | ESC | 97.5 | 97 | 97.1015 |  | Escalation:NEE Procured PCU | [5 empty] | 100% | US |  | 0 | LS | 0% | 0 |  | 0 | 0 | LS | 0% | 0 |  | 0 | 0 | LS | 0% | 0 |  | 0 | 0 | LS | 0% | 0 |  | 0 | 0 | LS | 0% | 0 |  | 0 | 0 | LS | 0% | 0 |  | 0 | 0 | LS | 0% | 0 |  | 0 | 0 | LS | 0% | 0 |  | 0 | 0 | LS | 0% | 0 |  | 0 | 0 | LS | 0% | 0 |  | 0 | 0 | LS | 0% | 0 |  | 0 | 0 | LS | 0% | 0 |  | 0 | 0 | LS | 0% | #N/A |  | #N/A
| 99-00-00~~99-00-97.1016 | 580-01-00~~580-01-97.1016 |  |  | 99- | 00- | 580- | 01- | 97.1016 | Escalation | [31 empty] | T_M_1489 |  | ESCepc | 97.51 | 97 | 97.1016 |  | Escalation:EPC Material and Labor |  |  | currently does not include supply racking |  | 70% | 30% | US |  | 1 | LS | 8.175% | 6274504.9089 |  | 6274504.9089 | 1 | LS | 8.064% | 4933863.9055 |  | 4933863.9055 | 1 | LS | 10.87% | 3650124.0839 |  | 3650124.0839 | 1 | LS | 11.06% | 4808951.7256 |  | 4808951.7256 | 1 | LS | 8.32% | 3702444.2966 |  | 3702444.2966 | 1 | LS | 8.124% | 5463648.1377 |  | 5463648.1377 | 1 | LS | 8.296% | 3468028.435 |  | 3468028.435 | 1 | LS | 8.198% | 3144615.0697 |  | 3144615.0697 | 1 | LS | 11.05% | 4787664.5901 |  | 4787664.5901 | 1 | LS | 8.316% | 3580552.7496 |  | 3580552.7496 | 1 | LS | 11.05% | 4787664.5901 |  | 4787664.5901 | 1 | LS | 8.313% | 3567831.3334 |  | 3567831.3334 | 1 | LS | 0% | 0 |  | 0
[42 empty] | T_M_1490 |  | ESC | 97.5 | 97 | 1172
| 99-00-00~~99-00-97.1005 | 580-01-00~~580-01-97.1005 |  |  | 99- | 00- | 580- | 01- | 97.1005 | Escalation | [31 empty] | T_M_1491 |  | ESCepc | 97.52 | 97 | 97.1005 |  | Escalation:EPC Substation Material | [5 empty] | 10% | US |  | 1 | LS | 8.243% | 24562.6426 |  | 24562.6426 | 1 | LS | 8.243% | 12789.0897 |  | 12789.0897 | 1 | LS | 10.41% | 3738.5002 |  | 3738.5002 | 1 | LS | 10.41% | 4912.418 |  | 4912.418 | 1 | LS | 8.243% | 3890.6428 |  | 3890.6428 | 1 | LS | 8.243% | 15551.3887 |  | 15551.3887 | 1 | LS | 8.243% | 3890.6428 |  | 3890.6428 | 1 | LS | 8.243% | 3756.6814 |  | 3756.6814 | 1 | LS | 10.41% | 4912.418 |  | 4912.418 | 1 | LS | 8.243% | 3890.6428 |  | 3890.6428 | 1 | LS | 10.41% | 4912.418 |  | 4912.418 | 1 | LS | 8.243% | 3890.6428 |  | 3890.6428 | 1 | LS | 0% | 0 |  | 0
| 99-00-00~~99-00-97.1006 | 580-01-00~~580-01-97.1006 |  |  | 99- | 00- | 580- | 01- | 97.1006 | Escalation | [31 empty] | T_M_1492 |  | ESCepc | 97.52 | 97 | 97.1006 |  | Escalation:EPC Substation Labor |  |  |  |  | 90% |  | US |  | 1 | LS | 9.273% | 248672.1373 |  | 248672.1373 | 1 | LS | 9.273% | 129476.7149 |  | 129476.7149 | 1 | LS | 12.55% | 40573.5957 |  | 40573.5957 | 1 | LS | 12.55% | 53314.0166 |  | 53314.0166 | 1 | LS | 9.273% | 39388.859 |  | 39388.859 | 1 | LS | 9.273% | 157442.2241 |  | 157442.2241 | 1 | LS | 9.273% | 39388.859 |  | 39388.859 | 1 | LS | 9.273% | 38032.6338 |  | 38032.6338 | 1 | LS | 12.55% | 53314.0166 |  | 53314.0166 | 1 | LS | 9.273% | 39388.859 |  | 39388.859 | 1 | LS | 12.55% | 53314.0166 |  | 53314.0166 | 1 | LS | 9.273% | 39388.859 |  | 39388.859 | 1 | LS | 0% | 0 |  | 0
[42 empty] | T_M_1493 |  | ESC | 97.5 | 97 | 1175 | [8 empty] | C
| 99-00-00~~99-00-97.1007 | 580-01-00~~580-01-97.1007 |  |  | 99- | 00- | 580- | 01- | 97.1007 | Escalation | [31 empty] | T_M_1494 |  | ESC | 97.5 | 97 | 97.1007 |  | Escalation:NEE T-Line Material | [5 empty] | 100% | US |  | 1 | LS | 0% | 0 |  | 0 | 1 | LS | 0% | 0 |  | 0 | 1 | LS | 0% | 0 |  | 0 | 1 | LS | 0% | 0 |  | 0 | 1 | LS | 0% | 0 |  | 0 | 1 | LS | 0% | 0 |  | 0 | 1 | LS | 0% | 0 |  | 0 | 1 | LS | 0% | 0 |  | 0 | 1 | LS | 0% | 0 |  | 0 | 1 | LS | 0% | 0 |  | 0 | 1 | LS | 0% | 0 |  | 0 | 1 | LS | 0% | 0 |  | 0 | 1 | LS | 0% | 0 |  | 0
| 99-00-00~~99-00-97.1008 | 580-01-00~~580-01-97.1008 |  |  | 99- | 00- | 580- | 01- | 97.1008 | Escalation | [31 empty] | T_M_1495 |  | ESCepc | 97.53 | 97 | 97.1008 |  | Escalation:EPC T-Line Labor |  |  |  |  | 100% |  | US |  | 1 | LS | 0% | 0 |  | 0 | 1 | LS | 0% | 0 |  | 0 | 1 | LS | 0% | 0 |  | 0 | 1 | LS | 0% | 0 |  | 0 | 1 | LS | 0% | 0 |  | 0 | 1 | LS | 0% | 0 |  | 0 | 1 | LS | 0% | 0 |  | 0 | 1 | LS | 0% | 0 |  | 0 | 1 | LS | 0% | 0 |  | 0 | 1 | LS | 0% | 0 |  | 0 | 1 | LS | 0% | 0 |  | 0 | 1 | LS | 0% | 0 |  | 0 | 1 | LS | 0% | 0 |  | 0
[42 empty] | T_M_1496 |  | ESC | 97.5 | 97 | 1178 | [8 empty] | C
| 99-00-00~~99-00-97.1010 | 580-01-00~~580-01-97.1010 |  |  | 99- | 00- | 580- | 01- | 97.1010 | Escalation | [31 empty] | T_M_1497 |  | ESC | 97.5 | 97 | 97.1010 |  | Escalation:NEE Switchyard Material | [5 empty] | 100% | US |  | 1 | LS | 0% | 0 |  | 0 | 1 | LS | 0% | 0 |  | 0 | 1 | LS | 0% | 0 |  | 0 | 1 | LS | 0% | 0 |  | 0 | 1 | LS | 0% | 0 |  | 0 | 1 | LS | 0% | 0 |  | 0 | 1 | LS | 0% | 0 |  | 0 | 1 | LS | 0% | 0 |  | 0 | 1 | LS | 0% | 0 |  | 0 | 1 | LS | 0% | 0 |  | 0 | 1 | LS | 0% | 0 |  | 0 | 1 | LS | 0% | 0 |  | 0 | 1 | LS | 0% | 0 |  | 0
| 99-00-00~~99-00-97.1011 | 580-01-00~~580-01-97.1011 |  |  | 99- | 00- | 580- | 01- | 97.1011 | Escalation | [31 empty] | T_M_1498 |  | ESCepc | 97.54 | 97 | 97.1011 |  | Escalation:EPC Switchyard Labor |  |  |  |  | 100% |  | C |  | 1 | LS | 0% | 0 |  | 0 | 1 | LS | 0% | 0 |  | 0 | 1 | LS | 0% | 0 |  | 0 | 1 | LS | 0% | 0 |  | 0 | 1 | LS | 0% | 0 |  | 0 | 1 | LS | 0% | 0 |  | 0 | 1 | LS | 0% | 0 |  | 0 | 1 | LS | 0% | 0 |  | 0 | 1 | LS | 0% | 0 |  | 0 | 1 | LS | 0% | 0 |  | 0 | 1 | LS | 0% | 0 |  | 0 | 1 | LS | 0% | 0 |  | 0 | 1 | LS | 0% | 0 |  | 0
| 99-00-00~~99-00-97.1017 | 580-01-00~~580-01-97.1017 |  |  | 99- | 00- | 580- | 01- | 97.1017 | Escalation | [31 empty] | T_M_1499 |  | ESC | 97.5 | 97 | 97.1017 |  | Escalation:Storage and Double Handling |  |  |  |  | 100% |  |  |  | 0 | LS | 0% | 0 |  | 0 | 0 | LS | 0% | 0 |  | 0 | 0 | LS | 0% | 0 |  | 0 | 0 | LS | 0% | 0 |  | 0 | 0 | LS | 0% | 0 |  | 0 | 0 | LS | 0% | 0 |  | 0 | 0 | LS | 0% | 0 |  | 0 | 0 | LS | 0% | 0 |  | 0 | 0 | LS | 0% | 0 |  | 0 | 0 | LS | 0% | 0 |  | 0 | 0 | LS | 0% | 0 |  | 0 | 0 | LS | 0% | 0 |  | 0 | 0 | LS | 0% | #VALUE! |  | #VALUE!
[42 empty] | T_M_1500 |  |  | 97.5 | 97 | 1182
[38 empty] | T_A_239 |  |  |  | T_M_1503 |  |  | 97.5 | 97 | 1183 |  |  |  |  | Number of Years from Basis
| 99-00-00~~99-00-97.1999 | 580-01-00~~580-01-97.1999 |  |  | 99- | 00- | 580- | 01- | 97.1999 | Escalation | [31 empty] | T_M_1504 |  | ESC | 97.5 | 97 | 97.1999 |  | Project Escalation |  |  | This line not to be used during estimates
[7 empty] | Header |  | 97.2 | [32 empty] | T_M_1505 |  | ADJ | 97.6 | 97 | 97.2 |  | PRICING ADJUSTMENTS
| 99-00-00~~99-00-97.2001 | 580-01-00~~580-01-97.2001 |  |  | 99- | 00- | 580- | 01- | 97.2001 | Adjustments | [31 empty] | T_M_1506 |  | ADJ | 97.6 | 97 | 97.2001 |  | Technology Adjustment |  |  | BOP Solar Field "EPC Scope" | [5 empty] | 1 | LS |  | 0 |  | 0 | 0 | LS |  | 0 |  | 0 | 0 | LS |  | 0 |  | 0 | 1 | LS |  | 0 |  | 0 | 1 | LS |  | 0 |  | 0 | 1 | LS |  | 0 |  | 0 | 1 | LS |  | 0 |  | 0 | 1 | LS |  | 0 |  | 0 | 1 | LS |  | 0 |  | 0 | 1 | LS |  | 0 |  | 0 | 1 | LS |  | 0 |  | 0 | 1 | LS |  | 0 |  | 0 | 1 | LS |  | #VALUE! |  | #VALUE!
[42 empty] | T_M_1507 |  | ADJ | 97.6 | 97 | 1187 |  | Excludes, Engineering, NEER, Modules, Inverters, Substation, Tee Line, & Swyd
[42 empty] | T_M_1508 |  | ADJ | 97.6 | 97 | 1188
[42 empty] | T_M_1509 |  | ADJ | 97.6 | 97 | 1189
| 99-00-00~~99-00-97.2002 | 580-01-00~~580-01-97.2002 |  |  | 99- | 00- | 580- | 01- | 97.2002 | Adjustments | [28 empty] | T_A_19 |  |  | T_M_1510 |  | ADJ | 97.6 | 97 | 97.2002 |  | Business Decision Adjustment |  |  | BOP Solar Field "EPC Scope" Does NOT include BESS | [5 empty] | 0 | LS |  | 0 |  | 0 | 0 | LS |  | 0 |  | 0 | 0 | LS |  | 0 |  | 0 | 1 | LS |  | 0 |  | 0 | 1 | LS |  | 0 |  | 0 | 1 | LS |  | 0 |  | 0 | 1 | LS |  | 0 |  | 0 | 1 | LS |  | 0 |  | 0 | 1 | LS |  | 0 |  | 0 | 1 | LS |  | 0 |  | 0 | 1 | LS |  | 0 |  | 0 | 1 | LS |  | 0 |  | 0 | 1 | LS |  | #VALUE! |  | #VALUE!
[42 empty] | T_M_1511 |  | ADJ | 97.6 | 97 | 1191 |  | Excludes, Engineering, NEER, Modules, Inverters, Substation, Tee Line, & Swyd
[42 empty] | T_M_1512 |  | ADJ | 97.6 | 97 | 1192
[42 empty] | T_M_1513 |  | ADJC | 97.61 | 97 | 1193 |  | Steel Commodity Adjustment |  |  | 4 | [5 empty] | 12800 | Tn | 100% | 0 | [14 empty] | 5300 | Tn | 100% | 0 |  |  | 5400 | Tn | 100% | 0 |  |  | 12400 | Tn | 100% | 0 |  |  | 5300 | Tn | 100% | 0 |  |  | 5600 | Tn | 100% | 0 |  |  | 5300 | Tn | 100% | 0 |  |  | 5300 | Tn | 100% | 0 |  |  | 5300 | Tn | 100% | 0 |  |  | 5300 | Tn | 100% | 0 |  |  | #VALUE! | Tn | #VALUE! | #VALUE!
[42 empty] | T_M_1514 |  | ADJ | 97.6 | 97 | 1194
[42 empty] | T_M_1515 |  | ADJC | 97.61 | 97 | 1195 |  | Aluminum Commodity Adjustment |  |  | 3 | [5 empty] | 1200000 | Lb | 100% | 0 | [14 empty] | 600000 | Lb | 100% | 0 |  |  | 600000 | Lb | 100% | 0 |  |  | 1300000 | Lb | 100% | 0 |  |  | 600000 | Lb | 100% | 0 |  |  | 600000 | Lb | 100% | 0 |  |  | 600000 | Lb | 100% | 0 |  |  | 600000 | Lb | 100% | 0 |  |  | 600000 | Lb | 100% | 0 |  |  | 600000 | Lb | 100% | 0 |  |  | #VALUE! | Lb | #VALUE! | #VALUE!
[42 empty] | T_M_1516 |  | ADJ | 97.6 | 97 | 1196
[42 empty] | T_M_1517 |  | ADJC | 97.61 | 97 | 1197 |  | Copper Commodity Adjustment |  |  | 2 | [5 empty] | 600000 | Lb | 100% | 0 | [14 empty] | 300000 | Lb | 100% | 0 |  |  | 300000 | Lb | 100% | 0 |  |  | 600000 | Lb | 100% | 0 |  |  | 300000 | Lb | 100% | 0 |  |  | 300000 | Lb | 100% | 0 |  |  | 300000 | Lb | 100% | 0 |  |  | 300000 | Lb | 100% | 0 |  |  | 300000 | Lb | 100% | 0 |  |  | 300000 | Lb | 100% | 0 |  |  | #VALUE! | Lb | #VALUE! | #VALUE!
[42 empty] | T_M_1518 |  | ADJ | 97.6 | 97 | 1198
[36 empty] | T_A_755 | [5 empty] | T_M_1519 |  | ADJC | 97.61 | 97 | 1199 |  | Aluminum for Panels Commodity Adjustment |  |  | 3 | [5 empty] | 2500000 | Lb | 100% | 0 | [14 empty] | 1000000 | Lb | 100% | 0 |  |  | 1000000 | Lb | 100% | 0 |  |  | 2500000 | Lb | 100% | 0 |  |  | 1000000 | Lb | 100% | 0 |  |  | 1000000 | Lb | 100% | 0 |  |  | 1000000 | Lb | 100% | 0 |  |  | 1000000 | Lb | 100% | 0 |  |  | 1000000 | Lb | 100% | 0 |  |  | 1000000 | Lb | 100% | 0 |  |  | #VALUE! | Lb | #VALUE! | #VALUE!
[42 empty] | T_M_1520 |  | ADJ | 97.6 | 97 | 1200
| 99-00-00~~99-00-97.2010 | 580-01-00~~580-01-97.2010 |  |  | 99- | 00- | 580- | 01- | 97.2010 | Adjustments | [31 empty] | T_M_1521 |  | ADJC | 97.61 | 97 | 97.2010 |  | Commodity Adjustment | [8 empty] | 1 | LS |  | 0 |  | 0 | [12 empty] | 1 | LS |  | 0 |  | 0 | 1 | LS |  | 0 |  | 0 | 1 | LS |  | 0 |  | 0 | 1 | LS |  | 0 |  | 0 | 1 | LS |  | 0 |  | 0 | 1 | LS |  | 0 |  | 0 | 1 | LS |  | 0 |  | 0 | 1 | LS |  | 0 |  | 0 | 1 | LS |  | 0 |  | 0 | 1 | LS |  | #VALUE! |  | #VALUE!
[42 empty] | T_M_1522 |  | ADJ | 97.6 | 97 | 1202
| 99-00-00~~99-00-97.2999 | 580-01-00~~580-01-97.2999 |  |  | 99- | 00- | 580- | 01- | 97.2999 | Adjustments | [31 empty] | T_M_1523 |  | ADJ | 97.6 | 97 | 97.2999 |  | Project Pricing Adjustment |  |  | This line not to be used during estimates | [6 empty] | LS | [5 empty] | LS | [5 empty] | LS | [5 empty] | LS | [5 empty] | LS | [5 empty] | LS | [5 empty] | LS | [5 empty] | LS | [5 empty] | LS | [5 empty] | LS | [5 empty] | LS | [5 empty] | LS | [5 empty] | LS
[42 empty] | T_M_1524 |  |  |  | - | 1204 |  | - |  |  | - | - | - |  |  |  | - | - |  | - |  | - | - | - |  | - |  | - | - | - |  | - |  | - | - | - |  | - |  | - | - | - |  | - |  | - | - | - |  | - |  | - | - | - |  | - |  | - | - | - |  | - |  | - | - | - |  | - |  | - | - | - |  | - |  | - | - | - |  | - |  | - | - | - |  | - |  | - | - | - |  | - |  | -
[42 empty] | T_M_1525 |  |  |  |  | 1205 | [15 empty] | 7556043.6722 | [5 empty] | 5999036.6255 | [5 empty] | 4069120.3036 | [5 empty] | 5253798.1913 | [5 empty] | 4048319.5491 | [5 empty] | 6084706.029 | [5 empty] | 3741003.3922 | [5 empty] | 3345687.7166 | [5 empty] | 5232511.0558 | [5 empty] | 3940722.1777 | [5 empty] | 5232511.0558 | [5 empty] | 3928000.7615 | [5 empty] | #VALUE!
[42 empty] | T_M_1526 |  |  |  |  | 1206
[42 empty] | T_M_1527 |  |  |  |  | 1207 |  | PROJECT EXPOSURES / CONTINGENCY
[42 empty] | T_M_1528 |  |  |  | - | 1208 |  | - |  |  | - | - | - | - |  |  | - | - |  | - |  | - | - | - |  | - |  | - | - | - |  | - |  | - | - | - |  | - |  | - | - | - |  | - |  | - | - | - |  | - |  | - | - | - |  | - |  | - | - | - |  | - |  | - | - | - |  | - |  | - | - | - |  | - |  | - | - | - |  | - |  | - | - | - |  | - |  | - | - | - |  | - |  | -
[7 empty] | Header |  | 97.3 | [32 empty] | T_M_1529 |  | Cont | 97.7 | 97 | 97.3 |  | NEER EXPOSURES / CONTINGENCY
[38 empty] | T_A_758 |  |  |  | T_M_1530 |  | Cont | 97.7 | 97 | 1210 |  | NEE Proc. BOP Const. Mat'l only (Excld's Panel & PCU Procurement) | [6 empty] | US |  | 10% | Pct. |  | 11736264.0765 |  |  | 10% | Pct. | Diligencing | 10706540.6525 |  |  | 10% | Pct. | Diligencing | 3014087.4457 |  |  | 10% | Pct. | Diligencing | 3118472.7552 |  |  | 10% | Pct. | Diligencing | 3288041.4149 |  |  | 10% | Pct. | Diligencing | 4939891.0957 |  |  | 10% | Pct. | Early-Stage Pipeline | 2501859.4469 |  |  | 10% | Pct. | Diligencing | 1740926.0274 |  |  | 10% | Pct. | Early-Stage Pipeline | 3118472.7552 |  |  | 10% | Pct. | Diligencing | 3442194.742 |  |  | 10% | Pct. | Early-Stage Pipeline | 3118472.7552 |  |  | 10% | Pct. | Diligencing | 3442194.742 |  |  | #N/A | Pct. |  | #VALUE!
[42 empty] | T_M_1531 |  | Cont | 97.7 | 97 | 1211 |  | NEE Procurment PV Panels | [6 empty] | US |  | 0% | Pct. |  | 87332000 |  |  | 0% | Pct. |  | 87332000 |  |  | 0% | Pct. |  | 33809226.3621 |  |  | 0% | Pct. |  | 33809226.3621 |  |  | 0% | Pct. |  | 34659575.2129 |  |  | 0% | Pct. |  | 87332000 |  |  | 0% | Pct. |  | 34146971.8166 |  |  | 0% | Pct. |  | 36017052.136 |  |  | 0% | Pct. |  | 33809226.3621 |  |  | 0% | Pct. |  | 33809226.3621 |  |  | 0% | Pct. |  | 33809226.3621 |  |  | 0% | Pct. |  | 33809226.3621 |  |  | 0% | Pct. |  | #VALUE!
[42 empty] | T_M_1532 |  | Cont | 97.7 | 97 | 1212 |  | NEE Procurment Inverters (PCU) | [6 empty] | US |  | 0% | Pct. |  | 14210000 |  |  | 0% | Pct. |  | 14210000 |  |  | 0% | Pct. |  | 5747700 |  |  | 0% | Pct. |  | 5747700 |  |  | 0% | Pct. |  | 5747700 |  |  | 0% | Pct. |  | 14210000 |  |  | 0% | Pct. |  | 5747700 |  |  | 0% | Pct. |  | 5497800 |  |  | 0% | Pct. |  | 5747700 |  |  | 0% | Pct. |  | 5497800 |  |  | 0% | Pct. |  | 5747700 |  |  | 0% | Pct. |  | 5497800 |  |  | 0% | Pct. |  | #N/A
[42 empty] | T_M_1533 |  | Cont | 97.7 | 97 | 1213 |  | EPC - BOP - Contracted Material & Labor: |  |  | excludes racking |  |  |  | US |  | 10% | Pct. |  | 83027121.9028 |  |  | 10% | Pct. |  | 66120120.6278 |  |  | 10% | Pct. |  | 37231044.406 |  |  | 10% | Pct. |  | 48308196.5979 |  |  | 10% | Pct. |  | 48203822.911 |  |  | 10% | Pct. |  | 72717528.0271 |  |  | 10% | Pct. |  | 45272231.2503 |  |  | 10% | Pct. |  | 41501181.8922 |  |  | 10% | Pct. |  | 48108146.7605 |  |  | 10% | Pct. |  | 46638730.5443 |  |  | 10% | Pct. |  | 48108146.7605 |  |  | 10% | Pct. |  | 46484090.0927 |  |  | #N/A | Pct. |  | #VALUE!
[42 empty] | T_M_1534 |  | Cont | 97.7 | 97 | 1214 |  | EPC - Substation Contractor Labor | [6 empty] | US |  | 10% | Pct. |  | 3228412.3943 |  |  | 10% | Pct. |  | 1680945.1824 |  |  | 10% | Pct. |  | 399765.6957 |  |  | 10% | Pct. |  | 525295.1969 |  |  | 10% | Pct. |  | 511370.0392 |  |  | 10% | Pct. |  | 2044010.3714 |  |  | 10% | Pct. |  | 511370.0392 |  |  | 10% | Pct. |  | 493762.7018 |  |  | 10% | Pct. |  | 525295.1969 |  |  | 10% | Pct. |  | 511370.0392 |  |  | 10% | Pct. |  | 525295.1969 |  |  | 10% | Pct. |  | 511370.0392 |  |  | #N/A | Pct. |  | #N/A
[42 empty] | T_M_1535 |  | Cont | 97.7 | 97 | 1215 |  | T-Line Construction (Labor &Mat'l): | [6 empty] | US |  | 25% | Pct. |  | 0 |  |  | 10% | Pct. |  | 0 |  |  | 10% | Pct. |  | 0 |  |  | 10% | Pct. |  | 0 |  |  | 10% | Pct. |  | 0 |  |  | 10% | Pct. |  | 0 |  |  | 10% | Pct. |  | 0 |  |  | 10% | Pct. |  | 0 |  |  | 10% | Pct. |  | 0 |  |  | 10% | Pct. |  | 0 |  |  | 10% | Pct. |  | 0 |  |  | 10% | Pct. |  | 0 |  |  | 10% | Pct. |  | #VALUE!
[42 empty] | T_M_1536 |  | Cont | 97.7 | 97 | 1216 |  | Swyd Construction (Labor &Mat'l): | [6 empty] | US |  | 10% | Pct. |  | 0 |  |  | 10% | Pct. |  | 0 |  |  | 10% | Pct. |  | 0 |  |  | 10% | Pct. |  | 0 |  |  | 10% | Pct. |  | 0 |  |  | 10% | Pct. |  | 0 |  |  | 10% | Pct. |  | 0 |  |  | 10% | Pct. |  | 0 |  |  | 10% | Pct. |  | 0 |  |  | 10% | Pct. |  | 0 |  |  | 10% | Pct. |  | 0 |  |  | 10% | Pct. |  | 0 |  |  | #N/A | Pct. |  | 0
[42 empty] | T_M_1537 |  | Cont | 97.7 | 97 | 1217 |  | Storage and Double Handling | [6 empty] | US |  | 10% | Pct. |  | 788691.7698 |  |  | 10% | Pct. |  | 788691.7698 |  |  | 10% | Pct. |  | 468606.1323 |  |  | 10% | Pct. |  | 468606.1323 |  |  | 10% | Pct. |  | 468606.1323 |  |  | 10% | Pct. |  | 788691.7698 |  |  | 10% | Pct. |  | 468606.1323 |  |  | 10% | Pct. |  | 468606.1323 |  |  | 10% | Pct. |  | 468606.1323 |  |  | 10% | Pct. |  | 468606.1323 |  |  | 10% | Pct. |  | 468606.1323 |  |  | 10% | Pct. |  | 468606.1323 |  |  | #N/A | Pct. |  | #VALUE!
| 99-00-00~~99-00-97.3999 | 580-02-00~~580-02-97.3999 |  |  | 99- | 00- | 580- | 02- | 97.3999 | Contingency | [31 empty] | T_M_1539 |  | Cont | 97.7 | 97 | 97.3999 |  | NEE Project Contingency | [6 empty] | US |  | 1 | Lot | 100% | 9878049.0143 |  | 9878049.0143 | 1 | Lot |  | 7929629.8233 |  | 7929629.8233 | 1 | Lot |  | 4111350.368 |  | 4111350.368 | 1 | Lot |  | 5242057.0682 |  | 5242057.0682 | 1 | Lot |  | 5247184.0497 |  | 5247184.0497 | 1 | Lot |  | 8049012.1264 |  | 8049012.1264 | 1 | Lot |  | 4875406.6869 |  | 4875406.6869 | 1 | Lot |  | 4420447.6754 |  | 4420447.6754 | 1 | Lot |  | 5222052.0845 |  | 5222052.0845 | 1 | Lot |  | 5106090.1458 |  | 5106090.1458 | 1 | Lot |  | 5222052.0845 |  | 5222052.0845 | 1 | Lot |  | 5090626.1006 |  | 5090626.1006 | 1 | Lot |  | #N/A |  | #N/A
[42 empty] | T_M_1540 |  | Cont | 97.7 | 97 | 1219 |  | NEER ALLOCATED CONTINGENCY | [6 empty] | US
[23 empty] | 1.4 | Formula |  |  |  |  | 1 | Formula | [11 empty] | T_M_1541 |  | Cont | 97.7 | 97 | 1220 |  | Hurricane / Severe Weather Conditions | [6 empty] | US |  | 0 | Dy. |  | 67936.3417 |  |  | 0 | Dy. |  | 67936.3417 |  |  | 0 | Dy. |  | 32640 |  |  | 0 | Dy. |  | 32640 |  |  | 0 | Dy. |  | 32640 |  |  | 0 | Dy. |  | 67936.3417 |  |  | 0 | Dy. |  | 32640 |  |  | 0 | Dy. |  | 32640 |  |  | 0 | Dy. |  | 32640 |  |  | 0 | Dy. |  | 32640 |  |  | 0 | Dy. |  | 32640 |  |  | 0 | Dy. |  | 32640 |  |  | #VALUE! | Dy. |  | #VALUE!
[42 empty] | T_M_1542 |  | Cont | 97.7 | 97 | 1221 |  | Other | [6 empty] | US |  | 0 | Dy. |  |  |  |  | 0 | Dy. |  |  |  |  | 0 | Dy. |  |  |  |  | 0 | Dy. |  |  |  |  | 0 | Dy. |  |  |  |  | 0 | Dy. |  |  |  |  | 0 | Dy. |  |  |  |  | 0 | Dy. |  |  |  |  | 0 | Dy. |  |  |  |  | 0 | Dy. |  |  |  |  | 0 | Dy. |  |  |  |  | 0 | Dy. |  |  |  |  | 0 | Dy.
[42 empty] | T_M_1543 |  |  |  | - | 1222 |  | - |  |  | - | - | - | - |  |  | - | - |  | - |  | - | - | - |  | - |  | - | - | - |  | - |  | - | - | - |  | - |  | - | - | - |  | - |  | - | - | - |  | - |  | - | - | - |  | - |  | - | - | - |  | - |  | - | - | - |  | - |  | - | - | - |  | - |  | - | - | - |  | - |  | - | - | - |  | - |  | - | - | - |  | - |  | -
[42 empty] | T_M_1544 |  |  |  |  | 1223 | [15 empty] | 9878049.0143 | [5 empty] | 7929629.8233 | [5 empty] | 4111350.368 | [5 empty] | 5242057.0682 | [5 empty] | 5247184.0497 | [5 empty] | 8049012.1264 | [5 empty] | 4875406.6869 | [5 empty] | 4420447.6754 | [5 empty] | 5222052.0845 | [5 empty] | 5106090.1458 | [5 empty] | 5222052.0845 | [5 empty] | 5090626.1006 | [5 empty] | #N/A
[42 empty] | T_M_1545 |  |  |  |  | 1224
[7 empty] | Header |  | 98.0 | [32 empty] | T_M_1546 |  |  |  |  | 98.0 |  | Other Project Cost Considerations
[23 empty] | - | [18 empty] | T_M_1547 |  |  |  | - | 1226 |  | - |  |  | - | - | - | - |  |  | - | - |  | - |  | - | - | - |  | - |  | - | - | - |  | - |  | - | - | - |  | - |  | - | - | - |  | - |  | - | - | - |  | - |  | - | - | - |  | - |  | - | - | - |  | - |  | - | - | - |  | - |  | - | - | - |  | - |  | - | - | - |  | - |  | - | - | - |  | - |  | - | - | - |  | - |  | -
[7 empty] | Header |  | 98.1 | [32 empty] | T_M_1548 |  | NEE | 98 | 98 | 98.1 |  | PRE - COD
| 13-00-00~~13-00-98.1001 | 571-02-00~~571-02-98.1001 |  |  | 13- | 00- | 571- | 02- | 98.1001 | Risk | [12 empty] | 252000 |  | No Recommended Change |  |  |  | 0 | [12 empty] | T_M_1549 |  | Risk | 98 | 98 | 98.1001 |  | Builders All- Risk Insurance | [6 empty] | US |  | 0 | Lot | Energy | 175119.9317 |  | 0 | 0 | Lot | Energy | 158898.9453 |  | 0 | 0 | Lot | Energy | 71366.8754 |  | 0 | 0 | Lot | Energy | 81400.93 |  | 0 | 0 | Lot | Energy | 82245.2745 |  | 0 | 0 | Lot | Energy | 158970.7396 |  | 0 | 0 | Lot | Energy | 79829.1221 |  | 0 | 0 | Lot | Energy | 77287.0648 |  | 0 | 0 | Lot | Energy | 82474.1647 |  | 0 | 0 | Lot | Energy | 81312.1069 |  | 0 | 0 | Lot | Energy | 81240.7301 |  | 0 | 0 | Lot | Energy | 79954.8362 |  | 0 | 0 | Lot |  | #N/A |  | #N/A
| 13-00-00~~13-00-98.1002 | 571-03-00~~571-03-98.1002 |  |  | 13- | 00- | 571- | 03- | 98.1002 | Letter of Credit | [12 empty] | 126000 |  | No Recommended Change |  |  |  | 0 | [12 empty] | T_M_1550 |  | NEE | 98 | 98 | 98.1002 |  | Performance Bonds / Letters of Credit | [6 empty] | US |  | 0 | Lot |  |  |  | 0 | 0 | Lot |  |  |  | 0 | 0 | Lot |  |  |  | 0 | 0 | Lot |  |  |  | 0 | 0 | Lot |  |  |  | 0 | 0 | Lot |  |  |  | 0 | 0 | Lot |  |  |  | 0 | 0 | Lot |  |  |  | 0 | 0 | Lot |  |  |  | 0 | 0 | Lot |  |  |  | 0 | 0 | Lot |  |  |  | 0 | 0 | Lot |  |  |  | 0 | 0 | Lot |  |  |  | 0
| 13-00-00~~13-00-98.1003 | 571-02-00~~571-02-98.1003 |  |  | 13- | 00- | 571- | 02- | 98.1003 | Insurance | [12 empty] | 4227.4512 |  | No Recommended Change |  |  |  | 0 | [12 empty] | T_M_1551 |  | NEE | 98 | 98 | 98.1003 |  | General Liability Insurance Premium | [6 empty] | US |  | 0 | Lot |  |  |  | 0 | 0 | Lot |  |  |  | 0 | 0 | Lot |  |  |  | 0 | 0 | Lot |  |  |  | 0 | 0 | Lot |  |  |  | 0 | 0 | Lot |  |  |  | 0 | 0 | Lot |  |  |  | 0 | 0 | Lot |  |  |  | 0 | 0 | Lot |  |  |  | 0 | 0 | Lot |  |  |  | 0 | 0 | Lot |  |  |  | 0 | 0 | Lot |  |  |  | 0 | 0 | Lot |  |  |  | 0
| 13-00-00~~13-00-98.1004 | 571-02-00~~571-02-98.1004 |  |  | 13- | 00- | 571- | 02- | 98.1004 | Insurance | [12 empty] | 42840 |  | No Recommended Change |  |  |  | 0 | [12 empty] | T_M_1552 |  | NEE | 98 | 98 | 98.1004 |  | Construction Insurance | [6 empty] | US |  | 0 | Lot |  |  |  | 0 | 0 | Lot |  |  |  | 0 | 0 | Lot |  |  |  | 0 | 0 | Lot |  |  |  | 0 | 0 | Lot |  |  |  | 0 | 0 | Lot |  |  |  | 0 | 0 | Lot |  |  |  | 0 | 0 | Lot |  |  |  | 0 | 0 | Lot |  |  |  | 0 | 0 | Lot |  |  |  | 0 | 0 | Lot |  |  |  | 0 | 0 | Lot |  |  |  | 0 | 0 | Lot |  |  |  | 0
| 13-00-00~~13-00-98.1005 | 571-02-00~~571-02-98.1005 |  |  | 13- | 00- | 571- | 02- | 98.1005 | Insurance | [12 empty] | 0 |  | No Recommended Change |  |  |  | 0 | [12 empty] | T_M_1553 |  | NEE | 98 | 98 | 98.1005 |  | DSU Insurance (Delayed Start-Up) | [6 empty] | US |  | 0 | Lot |  |  |  | 0 | 0 | Lot |  |  |  | 0 | 0 | Lot |  |  |  | 0 | 0 | Lot |  |  |  | 0 | 0 | Lot |  |  |  | 0 | 0 | Lot |  |  |  | 0 | 0 | Lot |  |  |  | 0 | 0 | Lot |  |  |  | 0 | 0 | Lot |  |  |  | 0 | 0 | Lot |  |  |  | 0 | 0 | Lot |  |  |  | 0 | 0 | Lot |  |  |  | 0 | 0 | Lot |  |  |  | 0
| 13-00-00~~13-00-98.1006 | 571-02-00~~571-02-98.1006 |  |  | 13- | 00- | 571- | 02- | 98.1006 | Risk | [12 empty] | 0 |  | No Recommended Change |  |  |  | 0 | [12 empty] | T_M_1554 |  | SalesTax | 98 | 98 | 98.1006 |  | Pre-COD Risk Other Costs | [6 empty] | US |  | 1 | Lot | Energy | 0 |  | 0 | 1 | Lot | Energy | 0 |  | 0 | 1 | Lot | Energy | 0 |  | 0 | 1 | Lot | Energy | 0 |  | 0 | 1 | Lot | Energy | 0 |  | 0 | 1 | Lot | Energy | 0 |  | 0 | 1 | Lot | Energy | 0 |  | 0 | 1 | Lot | Energy | 0 |  | 0 | 1 | Lot | Energy | 0 |  | 0 | 1 | Lot | Energy | 0 |  | 0 | 1 | Lot | Energy | 0 |  | 0 | 1 | Lot | Energy | 0 |  | 0 | 1 | Lot |  | 0 |  | 0
| 01-00~~01-00-98.1999 | 571-02-00~~571-02-98.1999 |  |  | 01- | 00- | 571- | 02- | 98.1999 | AFUDC | [31 empty] | T_M_1555 |  |  | 98 |  | 98.1999 |  | AFUDC | [6 empty] | US |  | 0 | Lot |  | 0 |  | 0 | 0 | Lot |  | 0 |  | 0 | 0 | Lot |  | 0 |  | 0 | 0 | Lot |  | 0 |  | 0 | 0 | Lot |  | 0 |  | 0 | 0 | Lot |  | 0 |  | 0 | 0 | Lot |  | 0 |  | 0 | 0 | Lot |  | 0 |  | 0 | 0 | Lot |  | 0 |  | 0 | 0 | Lot |  | 0 |  | 0 | 0 | Lot |  | 0 |  | 0 | 0 | Lot |  | 0 |  | 0 | 0 | Lot |  | 0 |  | 0
[7 empty] | Header |  | 98.2 | [32 empty] | T_M_1556 |  | NEE | 98 | 98 | 98.2 |  | POST - COD | [6 empty] | US
| 13-00-00~~13-00-98.2001 | 571-02-00~~571-02-98.2001 |  |  | 13- | 00- | 571- | 02- | 98.2001 | Insurance | [12 empty] | 201600 |  | No Recommended Change |  |  |  | 0 | [12 empty] | T_M_1557 |  | NEE | 98 | 98 | 98.2001 |  | Business Interruption Insurance | [6 empty] | US |  | 0 | Lot |  |  |  | 0 | 0 | Lot |  |  |  | 0 | 0 | Lot |  |  |  | 0 | 0 | Lot |  |  |  | 0 | 0 | Lot |  |  |  | 0 | 0 | Lot |  |  |  | 0 | 0 | Lot |  |  |  | 0 | 0 | Lot |  |  |  | 0 | 0 | Lot |  |  |  | 0 | 0 | Lot |  |  |  | 0 | 0 | Lot |  |  |  | 0 | 0 | Lot |  |  |  | 0 | 0 | Lot |  |  |  | 0
[42 empty] | T_M_1558 |  | NEE | 98 | 98 | 1237 |  | "OTHER" COSTS | [6 empty] | US
| 13-00-00~~13-00-98.2003 | 571-02-00~~571-02-98.2003 |  |  | 13- | 00- | 571- | 02- | 98.2003 | Risk | [12 empty] | 1100 |  | No Recommended Change |  |  |  | 0 | [12 empty] | T_M_1559 |  | NEE | 98 | 98 | 98.2003 |  | Crop Damage to L.O.s | [6 empty] | US |  | 0 | Ac. |  | 0 |  | 0 | 0 | Ac. |  | 0 |  | 0 | 0 | Ac. |  | 0 |  | 0 | 0 | Ac. |  | 0 |  | 0 | 0 | Ac. |  | 0 |  | 0 | 0 | Ac. |  | 0 |  | 0 | 0 | Ac. |  | 0 |  | 0 | 0 | Ac. |  | 0 |  | 0 | 0 | Ac. |  | 0 |  | 0 | 0 | Ac. |  | 0 |  | 0 | 0 | Ac. |  | 0 |  | 0 | 0 | Ac. |  | 0 |  | 0 | 0 | Ac. |  | #N/A |  | #N/A
| 10-00-00~~10-00-98.2006 | 576-01-00~~576-01-98.2006 |  |  | 10- | 00- | 576- | 01- | 98.2006 | NEE General M&A | [12 empty] | 0 | [5 empty] | 0 | [12 empty] | T_M_1560 |  | NEE | 98 | 98 | 98.2006 |  | Executive Capital Distribution |  |  | (Substation and SY scope done by Utility PD must include 9% instead of .09%) |  |  |  | US |  | 0 | Lot | Energy | 0 |  | 0 | 0 | Lot | Energy | 0 |  | 0 | 0 | Lot | Energy | 0 |  | 0 | 0 | Lot | Energy | 0 |  | 0 | 0 | Lot | Energy | 0 |  | 0 | 0 | Lot | Energy | 0 |  | 0 | 0 | Lot | Energy | 0 |  | 0 | 0 | Lot | Energy | 0 |  | 0 | 0 | Lot | Energy | 0 |  | 0 | 0 | Lot | Energy | 0 |  | 0 | 0 | Lot | Energy | 0 |  | 0 | 0 | Lot | Energy | 0 |  | 0 | 1 | Lot |  | #N/A |  | #N/A
| 13-00-00~~13-00-98.2004 | 571-03-00~~571-03-98.2004 |  |  | 13- | 00- | 571- | 03- | 98.2004 | Development | [12 empty] | 0 | [5 empty] | 0 | [12 empty] | T_M_1561 |  | NEE | 98 | 98 | 98.2004 |  | NEEs Construction Wrap, Fee (1) | [6 empty] | US |  | 0 | Pct. |  | 0 |  | 0 | 0 | Pct. |  | 0 |  | 0 | 0 | Pct. |  | 0 |  | 0 | 0 | Pct. |  | 0 |  | 0 | 0 | Pct. |  | 0 |  | 0 | 0 | Pct. |  | 0 |  | 0 | 0 | Pct. |  | 0 |  | 0 | 0 | Pct. |  | 0 |  | 0 | 0 | Pct. |  | 0 |  | 0 | 0 | Pct. |  | 0 |  | 0 | 0 | Pct. |  | 0 |  | 0 | 0 | Pct. |  | 0 |  | 0 | 0 | Pct. |  | 0 |  | 0
[23 empty] | - | [18 empty] | T_M_1562 |  |  |  | - | 1241 |  | - |  |  | - | - | - | - |  |  | - | - |  | - |  | - | - | - |  | - |  | - | - | - |  | - |  | - | - | - |  | - |  | - | - | - |  | - |  | - | - | - |  | - |  | - | - | - |  | - |  | - | - | - |  | - |  | - | - | - |  | - |  | - | - | - |  | - |  | - | - | - |  | - |  | - | - | - |  | - |  | - | - | - |  | - |  | -
[42 empty] | T_M_1563 |  |  |  |  | 1242 | [6 empty] | Labor | Materials | [7 empty] | 0 | [5 empty] | 0 | [5 empty] | 0 | [5 empty] | 0 | [5 empty] | 0 | [5 empty] | 0 | [5 empty] | 0 | [5 empty] | 0 | [5 empty] | 0 | [5 empty] | 0 | [5 empty] | 0 | [5 empty] | 0 | [5 empty] | #N/A
[42 empty] | T_M_1564 |  |  |  |  | 1243
[7 empty] | Header |  | 99.0 | [32 empty] | T_M_1565 |  |  |  |  | 99.0 |  | PROJECT DEVELOPMENT
[42 empty] | T_M_1566 |  |  |  |  | 1245 |  | -
[7 empty] | Header |  | 99.1 | [32 empty] | T_M_1567 |  | NEE | 99 | 99 | 99.1 |  | DEVELOPMENT
| 02-00-00~~02-00-99.1001 | 001-299-00~~001-299-99.1001 |  |  | 02- | 00- | 001- | 299- | 99.1001 | Development | [31 empty] | T_M_1568 |  | NEE | 99 | 99 | 99.1001 |  | Development Costs | [9 empty] | Lot | [5 empty] | Lot | [5 empty] | Lot | [5 empty] | Lot | [5 empty] | Lot | [5 empty] | Lot | [5 empty] | Lot | [5 empty] | Lot | [5 empty] | Lot | [5 empty] | Lot | [5 empty] | Lot | [5 empty] | Lot | [5 empty] | Lot
| 02-00-00~~02-00-99.1101 | 001-299-00~~001-299-99.1101 |  |  | 02- | 00- | 001- | 299- | 99.1101 | Development | [31 empty] | T_M_1569 |  | NEE | 99 | 99 | 99.1101 |  | Purchase Development Rights | [9 empty] | Lot | [5 empty] | Lot | [5 empty] | Lot | [5 empty] | Lot | [5 empty] | Lot | [5 empty] | Lot | [5 empty] | Lot | [5 empty] | Lot | [5 empty] | Lot | [5 empty] | Lot | [5 empty] | Lot | [5 empty] | Lot | [5 empty] | Lot
| 02-00-00~~02-00-99.1201 | 001-299-00~~001-299-99.1201 |  |  | 02- | 00- | 001- | 299- | 99.1201 | Development | [31 empty] | T_M_1570 |  | NEE | 99 | 99 | 99.1201 |  | Promote Payment | [9 empty] | Lot | [5 empty] | Lot | [5 empty] | Lot | [5 empty] | Lot | [5 empty] | Lot | [5 empty] | Lot | [5 empty] | Lot | [5 empty] | Lot | [5 empty] | Lot | [5 empty] | Lot | [5 empty] | Lot | [5 empty] | Lot | [5 empty] | Lot
| 20-00-00~~20-00-99.1301 | 001-299-00~~001-299-99.1301 |  |  | 20- | 00- | 001- | 299- | 99.1301 | Development | [31 empty] | T_M_1571 |  | NEE | 99 | 99 | 99.1301 |  | Land | [9 empty] | Lot | [5 empty] | Lot | [5 empty] | Lot | [5 empty] | Lot | [5 empty] | Lot | [5 empty] | Lot | [5 empty] | Lot | [5 empty] | Lot | [5 empty] | Lot | [5 empty] | Lot | [5 empty] | Lot | [5 empty] | Lot | [5 empty] | Lot
[7 empty] | Header |  | 99.2 | [32 empty] | T_M_1572 |  |  |  |  | 99.2 |  | NON-REIMBURSABLE SYSTEM UPGRADES
| 06-00-00~~06-00-99.2001 | 001-299-00~~001-299-99.2001 |  |  | 06- | 00- | 001- | 299- | 99.2001 | System Upgrade | [31 empty] | T_M_1573 |  | NEE | 99 | 99 | 99.2001 |  | Non-Reimbursable System Upgrades | [9 empty] | Lot | [5 empty] | Lot | [5 empty] | Lot | [5 empty] | Lot | [5 empty] | Lot | [5 empty] | Lot | [5 empty] | Lot | [5 empty] | Lot | [5 empty] | Lot | [5 empty] | Lot | [5 empty] | Lot | [5 empty] | Lot | [5 empty] | Lot
| 06-00-00~~06-00-99.2002 | 001-299-00~~001-299-99.2002 |  |  | 06- | 00- | 001- | 299- | 99.2002 | System Upgrade | [31 empty] | T_M_1574 |  | NEE | 99 | 99 | 99.2002 |  | Reimbursable System Upgrades | [9 empty] | Lot | [5 empty] | Lot | [5 empty] | Lot | [5 empty] | Lot | [5 empty] | Lot | [5 empty] | Lot | [5 empty] | Lot | [5 empty] | Lot | [5 empty] | Lot | [5 empty] | Lot | [5 empty] | Lot | [5 empty] | Lot | [5 empty] | Lot
[7 empty] | Header |  | 99.3 | [32 empty] | T_M_1575 |  |  |  |  | 99.3 |  | OPERATIONS
| 11-00-00~~11-00-99.3001 | 800-299-00~~800-299-99.3001 |  |  | 11- | 00- | 800- | 299- | 99.3001 | Operations | [31 empty] | T_M_1576 |  | NEE | 99 | 99 | 99.3001 |  | Startup Capital | [9 empty] | Lot | [5 empty] | Lot | [5 empty] | Lot | [5 empty] | Lot | [5 empty] | Lot | [5 empty] | Lot | [5 empty] | Lot | [5 empty] | Lot | [5 empty] | Lot | [5 empty] | Lot | [5 empty] | Lot | [5 empty] | Lot | [5 empty] | Lot
| 11-00-00~~11-00-99.3002 | 800-299-00~~800-299-99.3002 |  |  | 11- | 00- | 800- | 299- | 99.3002 | Operations | [31 empty] | T_M_1577 |  | NEE | 99 | 99 | 99.3002 |  | Operations Other | [9 empty] | Lot | [5 empty] | Lot | [5 empty] | Lot | [5 empty] | Lot | [5 empty] | Lot | [5 empty] | Lot | [5 empty] | Lot | [5 empty] | Lot | [5 empty] | Lot | [5 empty] | Lot | [5 empty] | Lot | [5 empty] | Lot | [5 empty] | Lot
| 11-00-00~~11-00-99.3003 | 001-299-00~~001-299-99.3003 |  |  | 11- | 00- | 001- | 299- | 99.3003 | Operations | [31 empty] | T_M_1578 |  | NEE | 99 | 99 | 99.3003 |  | NERC CIP Locks | [9 empty] | Ea. | [5 empty] | Ea. | [5 empty] | Ea. | [5 empty] | Ea. | [5 empty] | Ea. | [5 empty] | Ea. | [5 empty] | Ea. | [5 empty] | Ea. | [5 empty] | Ea. | [5 empty] | Ea. | [5 empty] | Ea. | [5 empty] | Ea. | [5 empty] | Ea.
[42 empty] | T_M_1579 |  |  |  |  | 1258 | [15 empty] | 0 | [5 empty] | 0 | [5 empty] | 0 | [5 empty] | 0 | [5 empty] | 0 | [5 empty] | 0 | [5 empty] | 0 | [5 empty] | 0 | [5 empty] | 0 | [5 empty] | 0 | [5 empty] | 0 | [5 empty] | 0 | [5 empty] | 0
[42 empty] | T_M_1580 |  |  |  |  | 1259
[42 empty] | T_M_1581 |  |  |  |  | 1260 | [15 empty] | NEER | [5 empty] | NEER | [5 empty] | NEER | [5 empty] | NEER | [5 empty] | NEER | [5 empty] | NEER | [5 empty] | NEER | [5 empty] | NEER | [5 empty] | NEER | [5 empty] | NEER | [5 empty] | NEER | [5 empty] | NEER | [5 empty] | NEER
[42 empty] | T_M_1582 |  |  |  |  | 1261 | [14 empty] | Total Prj. Cost: | 240549356.6708 |  |  |  |  | Total Prj. Cost: | 218267781.9419 |  |  |  |  | Total Prj. Cost: | 98031422.2952 |  |  |  |  | Total Prj. Cost: | 111814464.2917 |  |  |  |  | Total Prj. Cost: | 112974278.1393 |  |  |  |  | Total Prj. Cost: | 218366400.5388 |  |  |  |  | Total Prj. Cost: | 109655387.4801 |  |  |  |  | Total Prj. Cost: | 106163550.5551 |  |  |  |  | Total Prj. Cost: | 113288687.7502 |  |  |  |  | Total Prj. Cost: | 111692454.5445 |  |  |  |  | Total Prj. Cost: | 111594409.4705 |  |  |  |  | Total Prj. Cost: | 109828071.7681 |  |  |  |  | Total Prj. Cost: | #N/A
[42 empty] | T_M_1583 |  |  |  |  | 1262
[42 empty] | T_M_1584 |  |  |  |  | 1263 | [8 empty] | C |  |  |  |  | CAD |  | 0 |  |  |  | CAD |  | 0 |  |  |  | CAD |  | 0 |  |  |  | CAD |  | 0 |  |  |  | CAD |  | 0 |  |  |  | CAD |  | 0 |  |  |  | CAD |  | 0 |  |  |  | CAD |  | 0 |  |  |  | CAD |  | 0 |  |  |  | CAD |  | 0 |  |  |  | CAD |  | 0 |  |  |  | CAD |  | 0 |  |  |  | CAD |  | #N/A
[42 empty] | T_M_1585 |  |  |  |  | 1264 | [8 empty] | US |  |  |  |  | USD |  | 240549356.6708 |  |  |  | USD |  | 218267781.9419 |  |  |  | USD |  | 98031422.2952 |  |  |  | USD |  | 111814464.2917 |  |  |  | USD |  | 112974278.1393 |  |  |  | USD |  | 218366400.5388 |  |  |  | USD |  | 109655387.4801 |  |  |  | USD |  | 106163550.5551 |  |  |  | USD |  | 113288687.7502 |  |  |  | USD |  | 111692454.5445 |  |  |  | USD |  | 111594409.4705 |  |  |  | USD |  | 109828071.7681 |  |  |  | USD |  | #N/A
[42 empty] | T_M_1586 |  |  |  |  | 1265 | [13 empty] | Check |  | 0 |  |  |  | Check |  | 0 |  |  |  | Check |  | 0 |  |  |  | Check |  | 0 |  |  |  | Check |  | 0 |  |  |  | Check |  | 0 |  |  |  | Check |  | 0 |  |  |  | Check |  | 0 |  |  |  | Check |  | 0 |  |  |  | Check |  | 0 |  |  |  | Check |  | 0 |  |  |  | Check |  | 0 |  |  |  | Check |  | #N/A
[42 empty] | T_M_1587 |  |  |  |  | 1266 | [13 empty] | Canada |  | 0% |  |  |  | Canada |  | 0% |  |  |  | Canada |  | 0% |  |  |  | Canada |  | 0% |  |  |  | Canada |  | 0% |  |  |  | Canada |  | 0% |  |  |  | Canada |  | 0% |  |  |  | Canada |  | 0% |  |  |  | Canada |  | 0% |  |  |  | Canada |  | 0% |  |  |  | Canada |  | 0% |  |  |  | Canada |  | 0% |  |  |  | Canada |  | #N/A
[42 empty] | T_M_1588 |  |  |  |  | 1267 | [13 empty] | USD |  | 100% |  |  |  | USD |  | 100% |  |  |  | USD |  | 100% |  |  |  | USD |  | 100% |  |  |  | USD |  | 100% |  |  |  | USD |  | 100% |  |  |  | USD |  | 100% |  |  |  | USD |  | 100% |  |  |  | USD |  | 100% |  |  |  | USD |  | 100% |  |  |  | USD |  | 100% |  |  |  | USD |  | 100% |  |  |  | USD |  | #N/A
T_M_1589
T_M_1590
T_M_1591
T_M_1592
T_M_1593
T_M_1594
[7 empty] | Header |  | ARO | [32 empty] | T_M_1595 |  |  |  |  | ARO |  | ASSET RETIREMENT OBLIGATION
[23 empty] | - | [18 empty] | T_M_1596 |  |  |  | - | 1275 |  | - |  |  | - | - | - | - |  |  | - | - |  | - |  | - | - | - |  | - |  | - | - | - |  | - |  | - | - | - |  | - |  | - | - | - |  | - |  | - | - | - |  | - |  | - | - | - |  | - |  | - | - | - |  | - |  | - | - | - |  | - |  | - | - | - |  | - |  | - | - | - |  | - |  | - | - | - |  | - |  | - | - | - |  | - |  | -
[7 empty] | Header |  | DCM | [13 empty] | CAN | Last | Notes: | Notes | Blank | Blank | USA | Last | Notes: | Last | Blank | Blank | [7 empty] | T_M_1597 |  |  |  |  | DCM |  | DECOMMISSIONING
[23 empty] | Model | Update |  |  | Column | Column | Model | Update |  | Verified | Column | Column | [7 empty] | T_M_1598 |  |  |  |  | 1277
[7 empty] | Header |  | DCM1 | Decommissioning Eng | [31 empty] | T_M_1599 |  | DCMEng | DCM1 |  | DCM1 |  | ENGINEERING & CONSULTING
| -00~~D1.1001 | 000-00-00~~000-00-D1.1001 |  |  |  |  | 000- | 00- | D1.1001 | Decommissioning Eng | [12 empty] | 62500 | [5 empty] | 50000 |  | E&C Qty, E&C Methodology | [10 empty] | T_M_1600 |  | DCMEng | DCM1 | 1 | D1.1001 |  | Consulting Fees | [6 empty] | C |  | 1 | Lot |  | 50000 |  | 50000 | 1 | Lot |  | 50000 |  | 50000 | 1 | Lot |  | 50000 |  | 50000 | 1 | Lot |  | 50000 |  | 50000 | 1 | Lot |  | 50000 |  | 50000 | 1 | Lot |  | 50000 |  | 50000 | 1 | Lot |  | 50000 |  | 50000 | 1 | Lot |  | 50000 |  | 50000 | 1 | Lot |  | 50000 |  | 50000 | 1 | Lot |  | 50000 |  | 50000 | 1 | Lot |  | 50000 |  | 50000 | 1 | Lot |  | 50000 |  | 50000 | 1 | Lot |  | #N/A |  | #N/A
| -00~~D1.1002 | 000-00-00~~000-00-D1.1002 |  |  |  |  | 000- | 00- | D1.1002 | Decommissioning Eng | [12 empty] | 125000 | [5 empty] | 100000 |  | E&C Qty, E&C Methodology | [10 empty] | T_M_1601 |  | DCMEng | DCM1 | 1 | D1.1002 |  | General Engineering | [6 empty] | C |  | 1 | Lot |  | 100000 |  | 100000 | 1 | Lot |  | 100000 |  | 100000 | 1 | Lot |  | 100000 |  | 100000 | 1 | Lot |  | 100000 |  | 100000 | 1 | Lot |  | 100000 |  | 100000 | 1 | Lot |  | 100000 |  | 100000 | 1 | Lot |  | 100000 |  | 100000 | 1 | Lot |  | 100000 |  | 100000 | 1 | Lot |  | 100000 |  | 100000 | 1 | Lot |  | 100000 |  | 100000 | 1 | Lot |  | 100000 |  | 100000 | 1 | Lot |  | 100000 |  | 100000 | 1 | Lot |  | #N/A |  | #N/A
| -00~~D1.1003 | 000-00-00~~000-00-D1.1003 |  |  |  |  | 000- | 00- | D1.1003 | Decommissioning Eng | [12 empty] | 62500 | [5 empty] | 50000 |  | E&C Qty, E&C Methodology | [10 empty] | T_M_1602 |  | DCMEng | DCM1 | 1 | D1.1003 |  | Contractor Permitting | [6 empty] | C |  | 1 | Lot |  | 50000 |  | 50000 | 1 | Lot |  | 50000 |  | 50000 | 1 | Lot |  | 50000 |  | 50000 | 1 | Lot |  | 50000 |  | 50000 | 1 | Lot |  | 50000 |  | 50000 | 1 | Lot |  | 50000 |  | 50000 | 1 | Lot |  | 50000 |  | 50000 | 1 | Lot |  | 50000 |  | 50000 | 1 | Lot |  | 50000 |  | 50000 | 1 | Lot |  | 50000 |  | 50000 | 1 | Lot |  | 50000 |  | 50000 | 1 | Lot |  | 50000 |  | 50000 | 1 | Lot |  | #N/A |  | #N/A
[7 empty] | Header |  | DCM2 | Decommissioning Civil | [31 empty] | T_M_1603 |  | DCMCivil | DCM2 |  | DCM2 |  | CIVIL DECOMMISSIONING
| -00~~D2.1001 | 000-00-00~~000-00-D2.1001 |  |  |  |  | 000- | 00- | D2.1001 | Decommissioning Civil | [12 empty] | 10.9375 | [5 empty] | 8.75 |  | E&C Qty, B&V Rate Methodology | [10 empty] | T_M_1604 |  | DCMCivil | DCM2 | DCM | D2.1001 |  | Remove Roads |  | (Includes Haul off) |  |  |  |  | C |  | 6782.3482 | Cy |  | 9.101 |  | 61726.2383 | 4980.4114 | Cy |  | 9.101 |  | 45326.7889 | 2056.3 | Cy |  | 9.5489 |  | 19635.4341 | 3740.0169 | Cy |  | 9.5489 |  | 35713.1033 | 3741.3118 | Cy |  | 9.5489 |  | 35725.469 | 6791.4702 | Cy |  | 9.101 |  | 61809.2576 | 3695.7951 | Cy |  | 9.5489 |  | 35290.8332 | 2773.4815 | Cy |  | 9.5489 |  | 26483.739 | 3695.7951 | Cy |  | 9.5489 |  | 35290.8332 | 3614.4112 | Cy |  | 9.5489 |  | 34513.7057 | 3695.7951 | Cy |  | 9.5489 |  | 35290.8332 | 2736.7444 | Cy |  | 9.5489 |  | 26132.9401 | #VALUE! | Cy |  | #N/A |  | #N/A
| -00~~D2.1002 | 000-00-00~~000-00-D2.1002 |  |  |  |  | 000- | 00- | D2.1002 | Decommissioning Civil | [12 empty] | 39.1875 | [5 empty] | 31.35 |  | E&C Qty, B&V Rate Methodology; Rate assumes imported fill will be required on 25% of area | [10 empty] | T_M_1605 |  | DCMCivil | DCM2 | DCM | D2.1002 |  | Topsoil Backfill | [6 empty] | C |  | 6782.3482 | Cy |  | 32.6076 |  | 221156.2937 | 4980.4114 | Cy |  | 32.6076 |  | 162399.4093 | 2056.3 | Cy |  | 34.2124 |  | 70350.9553 | 4143.3518 | Cy |  | 34.2124 |  | 141754.0032 | 4144.6468 | Cy |  | 34.2124 |  | 141798.3078 | 6791.4702 | Cy |  | 32.6076 |  | 221453.74 | 4368.02 | Cy |  | 34.2124 |  | 149440.4402 | 3445.7064 | Cy |  | 34.2124 |  | 117885.88 | 4368.02 | Cy |  | 34.2124 |  | 149440.4402 | 4286.6361 | Cy |  | 34.2124 |  | 146656.1034 | 4099.13 | Cy |  | 34.2124 |  | 140241.0696 | 3140.0794 | Cy |  | 34.2124 |  | 107429.6469 | #VALUE! | Cy |  | #N/A |  | #N/A
| -00~~D2.1003 | 000-00-00~~000-00-D2.1003 |  |  |  |  | 000- | 00- | D2.1003 | Decommissioning Civil | [12 empty] | 1000.5625 | [5 empty] | 800.45 |  | E&C Qty, E&C Methodology | [10 empty] | T_M_1606 |  | DCMCivil | DCM2 | DCM | D2.1003 |  | Site Discing | [6 empty] | C |  | 599.8136 | Ac |  | 832.5607 |  | 499381.2015 | 601.41 | Ac |  | 832.5607 |  | 500710.3164 | 299.0373 | Ac |  | 873.5347 |  | 261219.4497 | 308.8077 | Ac |  | 873.5347 |  | 269754.2503 | 308.8282 | Ac |  | 873.5347 |  | 269772.1738 | 601.41 | Ac |  | 832.5607 |  | 500710.3164 | 300.806 | Ac |  | 873.5347 |  | 262764.5226 | 306.9085 | Ac |  | 873.5347 |  | 268095.2809 | 300.806 | Ac |  | 873.5347 |  | 262764.5226 | 300.6446 | Ac |  | 873.5347 |  | 262623.5144 | 300.806 | Ac |  | 873.5347 |  | 262764.5226 | 298.9038 | Ac |  | 873.5347 |  | 261102.8418 | #VALUE! | Ac |  | #N/A |  | #N/A
| -00~~D2.1004 | 000-00-00~~000-00-D2.1004 |  |  |  |  | 000- | 00- | D2.1004 | Decommissioning Civil | [12 empty] | 4.1875 | [5 empty] | 3.35 |  | E&C Qty, B&V Rate Methodology | [10 empty] | T_M_1607 |  | DCMCivil | DCM2 | DCM | D2.1004 |  | Site Grading | [6 empty] | C |  | 977.2683 | Cy |  | 3.4844 |  | 3405.1819 | 979.8989 | Cy |  | 3.4844 |  | 3414.3477 | 4446.5989 | Cy |  | 3.6559 |  | 16256.1892 | 4566.5072 | Cy |  | 3.6559 |  | 16694.5583 | 4566.7792 | Cy |  | 3.6559 |  | 16695.5526 | 979.8989 | Cy |  | 3.4844 |  | 3414.3477 | 4446.5989 | Cy |  | 3.6559 |  | 16256.1892 | 4566.7792 | Cy |  | 3.6559 |  | 16695.5526 | 4446.5989 | Cy |  | 3.6559 |  | 16256.1892 | 4446.5989 | Cy |  | 3.6559 |  | 16256.1892 | 4446.5989 | Cy |  | 3.6559 |  | 16256.1892 | 4446.5989 | Cy |  | 3.6559 |  | 16256.1892 | #VALUE! | Cy |  | #N/A |  | #N/A
| -00~~D2.1005 | 000-00-00~~000-00-D2.1005 |  |  |  |  | 000- | 00- | D2.1005 | Decommissioning Civil | [12 empty] | 1.25 | [5 empty] | 1 |  | E&C Qty, E&C Methodology | [10 empty] | T_M_1608 |  | DCMCivil | DCM2 | DCM | D2.1005 |  | Erosion Control Removal | [6 empty] | C |  | 1 | Lot |  | 25411.805 |  | 25411.805 | 0 | Lot |  | 0 |  | 0 | 0 | Lot |  | 0 |  | 0 | 1 | Lot |  | 24917.2512 |  | 24917.2512 | 1 | Lot |  | 24918.7352 |  | 24918.7352 | 1 | Lot |  | 25480.2067 |  | 25480.2067 | 1 | Lot |  | 24262.9689 |  | 24262.9689 | 1 | Lot |  | 24918.7352 |  | 24918.7352 | 1 | Lot |  | 24262.9689 |  | 24262.9689 | 1 | Lot |  | 24262.9689 |  | 24262.9689 | 1 | Lot |  | 24262.9689 |  | 24262.9689 | 1 | Lot |  | 24262.9689 |  | 24262.9689 | 0 | Lot |  | #VALUE! |  | #VALUE!
| -00~~D2.1006 | 000-00-00~~000-00-D2.1006 |  |  |  |  | 000- | 00- | D2.1006 | Decommissioning Civil | [12 empty] | 8.3125 | [5 empty] | 6.65 |  | E&C Qty, E&C Methodology | [10 empty] | T_M_1609 |  | DCMCivil | DCM2 | DCM | D2.1006 |  | Retention Pond Backfill | [6 empty] | C |  | 0 | Cy |  | 6.9168 |  | 0 | 0 | Cy |  | 6.9168 |  | 0 | 0 | Cy |  | 7.2572 |  | 0 | 73672.9833 | Cy |  | 7.2572 |  | 534657.7654 | 73677.371 | Cy |  | 7.2572 |  | 534689.6079 | 158090.3522 | Cy |  | 6.9168 |  | 1093474.5758 | 71738.4629 | Cy |  | 7.2572 |  | 520618.6118 | 73677.371 | Cy |  | 7.2572 |  | 534689.6079 | 71738.4629 | Cy |  | 7.2572 |  | 520618.6118 | 71738.4629 | Cy |  | 7.2572 |  | 520618.6118 | 71738.4629 | Cy |  | 7.2572 |  | 520618.6118 | 71738.4629 | Cy |  | 7.2572 |  | 520618.6118 | 0 | Cy |  | #N/A |  | #N/A
| -00~~D2.1007 | 000-00-00~~000-00-D2.1007 |  |  |  |  | 000- | 00- | D2.1007 | Decommissioning Civil | [12 empty] | 1006.25 | [5 empty] | 805 |  | E&C Qty, E&C Methodology | [10 empty] | T_M_1610 |  | DCMCivil | DCM2 | DCM | D2.1007 |  | Seeding | [6 empty] | C |  | 586.361 | Ac |  | 837.2932 |  | 490956.0722 | 587.9393 | Ac |  | 837.2932 |  | 492277.5928 | 293.4755 | Ac |  | 878.5002 |  | 257818.3078 | 301.3895 | Ac |  | 878.5002 |  | 264770.7116 | 301.4074 | Ac |  | 878.5002 |  | 264786.4805 | 587.9393 | Ac |  | 837.2932 |  | 492277.5928 | 293.4755 | Ac |  | 878.5002 |  | 257818.3078 | 301.4074 | Ac |  | 878.5002 |  | 264786.4805 | 293.4755 | Ac |  | 878.5002 |  | 257818.3078 | 293.4755 | Ac |  | 878.5002 |  | 257818.3078 | 293.4755 | Ac |  | 878.5002 |  | 257818.3078 | 293.4755 | Ac |  | 878.5002 |  | 257818.3078 | #VALUE! | Ac |  | #N/A |  | #N/A
| -00~~D2.1008 | 000-00-00~~000-00-D2.1008 |  |  |  |  | 000- | 00- | D2.1008 | Decommissioning Civil | [12 empty] | 6 | [5 empty] | 4.8 |  | E&C Qty, B&V Rate Methodology | [10 empty] | T_M_1611 |  | DCMCivil | DCM2 | DCM | D2.1008 |  | Fencing Removal | [6 empty] | C |  | 91343.9428 | Lf |  | 4.9926 |  | 456039.718 | 26133.3705 | Lf |  | 4.9926 |  | 130472.3066 | 17604.3006 | Lf |  | 5.2383 |  | 92215.9384 | 23036 | Lf |  | 5.2383 |  | 120668.6029 | 23036.686 | Lf |  | 5.2383 |  | 120672.1962 | 33744.7042 | Lf |  | 4.9926 |  | 168472.3136 | 22731.5461 | Lf |  | 5.2383 |  | 119073.7936 | 41038.4498 | Lf |  | 5.2383 |  | 214970.1512 | 22731.5461 | Lf |  | 5.2383 |  | 119073.7936 | 22731.5461 | Lf |  | 5.2383 |  | 119073.7936 | 22731.5461 | Lf |  | 5.2383 |  | 119073.7936 | 22731.5461 | Lf |  | 5.2383 |  | 119073.7936 | #VALUE! | Lf |  | #N/A |  | #N/A
| -00~~D2.1009 | 000-00-00~~000-00-D2.1009 |  |  |  |  | 000- | 00- | D2.1009 | Decommissioning Civil | [12 empty] | 10.1875 | [5 empty] | 8.15 |  | E&C Qty, B&V Rate Methodology | [10 empty] | T_M_1612 |  | DCMCivil | DCM2 | DCM | D2.1009 |  | Fence Post Removal | [6 empty] | C |  | 11417.9928 | Ea |  | 8.4769 |  | 96789.6797 | 3266.6713 | Ea |  | 8.4769 |  | 27691.388 | 2200.5376 | Ea |  | 8.8941 |  | 19571.8724 | 2879.5 | Ea |  | 8.8941 |  | 25610.654 | 2879.5857 | Ea |  | 8.8941 |  | 25611.4166 | 4218.088 | Ea |  | 8.4769 |  | 35756.4936 | 2841.4433 | Ea |  | 8.8941 |  | 25272.1723 | 5129.8062 | Ea |  | 8.8941 |  | 45625.1753 | 2841.4433 | Ea |  | 8.8941 |  | 25272.1723 | 2841.4433 | Ea |  | 8.8941 |  | 25272.1723 | 2841.4433 | Ea |  | 8.8941 |  | 25272.1723 | 2841.4433 | Ea |  | 8.8941 |  | 25272.1723 | #VALUE! | Ea |  | #N/A |  | #N/A
| -00~~D2.1010 | 000-00-00~~000-00-D2.1010 |  |  |  |  | 000- | 00- | D2.1010 | Decommissioning Civil | [12 empty] | 3000 | [5 empty] | 2400 |  | E&C Qty, B&V Rate Methodology | [10 empty] | T_M_1613 |  | DCMCivil | DCM2 | DCM | D2.1010 |  | Inverter Foundation Removal | [6 empty] | C |  | 58 | Ea |  | 2496.2778 |  | 144784.114 | 58 | Ea |  | 2496.2778 |  | 144784.114 | 23 | Ea |  | 2619.131 |  | 60240.0127 | 23 | Ea |  | 2619.131 |  | 60240.0127 | 23 | Ea |  | 2619.131 |  | 60240.0127 | 58 | Ea |  | 2496.2778 |  | 144784.114 | 23 | Ea |  | 2619.131 |  | 60240.0127 | 22 | Ea |  | 2619.131 |  | 57620.8817 | 23 | Ea |  | 2619.131 |  | 60240.0127 | 22 | Ea |  | 2619.131 |  | 57620.8817 | 23 | Ea |  | 2619.131 |  | 60240.0127 | 22 | Ea |  | 2619.131 |  | 57620.8817 | #VALUE! | Ea |  | #N/A |  | #N/A
| -00~~D2.1011 | 000-00-00~~000-00-D2.1011 |  |  |  |  | 000- | 00- | D2.1011 | Decommissioning Civil | [12 empty] | 39.1875 | [5 empty] | 31.35 |  | E&C Qty, B&V Rate Methodology | [10 empty] | T_M_1614 |  | DCMCivil | DCM2 | DCM | D2.1011 |  | Inverter Foundation Backfill | [6 empty] | C |  | 87 | Cy |  | 32.6076 |  | 2836.8637 | 87 | Cy |  | 32.6076 |  | 2836.8637 | 34.5 | Cy |  | 34.2124 |  | 1180.3277 | 34.5 | Cy |  | 34.2124 |  | 1180.3277 | 34.5 | Cy |  | 34.2124 |  | 1180.3277 | 87 | Cy |  | 32.6076 |  | 2836.8637 | 34.5 | Cy |  | 34.2124 |  | 1180.3277 | 33 | Cy |  | 34.2124 |  | 1129.0092 | 34.5 | Cy |  | 34.2124 |  | 1180.3277 | 33 | Cy |  | 34.2124 |  | 1129.0092 | 34.5 | Cy |  | 34.2124 |  | 1180.3277 | 33 | Cy |  | 34.2124 |  | 1129.0092 | #VALUE! | Cy |  | #N/A |  | #N/A
[7 empty] | Header |  | DCM3 | Decommissioning Electrical | [31 empty] | T_M_1615 |  | DCMElec | DCM3 |  | DCM3 |  | ELECTRICAL DECOMMISSIONING
| -00~~D3.1001 | 000-00-00~~000-00-D3.1001 |  |  |  |  | 000- | 00- | D3.1001 | Decommissioning Electrical | [12 empty] | 0.205 | [5 empty] | 0.164 |  | E&C Qty, B&V Rate Methodology | [10 empty] | T_M_1616 |  | DCMElec | DCM3 | DCM | D3.1001 |  | DC String Cable Removal | [6 empty] | C |  | 3096538.6961 | Lf |  | 0.17058 |  | 528204.4273 | 3096538.6961 | Lf |  | 0.17058 |  | 528204.4273 | 1195128.949 | Lf |  | 0.17897 |  | 213896.9498 | 1195128.949 | Lf |  | 0.17897 |  | 213896.9498 | 1227429.7314 | Lf |  | 0.17897 |  | 219677.9485 | 3096538.6961 | Lf |  | 0.17058 |  | 528204.4273 | 1195128.949 | Lf |  | 0.17897 |  | 213896.9498 | 1227429.7314 | Lf |  | 0.17897 |  | 219677.9485 | 1195128.949 | Lf |  | 0.17897 |  | 213896.9498 | 1195128.949 | Lf |  | 0.17897 |  | 213896.9498 | 1195128.949 | Lf |  | 0.17897 |  | 213896.9498 | 1195128.949 | Lf |  | 0.17897 |  | 213896.9498 | #VALUE! | Lf |  | #N/A |  | #N/A
| -00~~D3.1002 | 000-00-00~~000-00-D3.1002 |  |  |  |  | 000- | 00- | D3.1002 | Decommissioning Electrical | [12 empty] | 0.34 | [5 empty] | 0.272 |  | E&C Qty, B&V Rate Methodology | [10 empty] | T_M_1617 |  | DCMElec | DCM3 | DCM | D3.1002 |  | DC Home Run Cable Removal | [6 empty] | C |  | 1306966.359 | Lf |  | 0.28291 |  | 369755.7962 | 1248135.0941 | Lf |  | 0.28291 |  | 353111.7555 | 534241.3929 | Lf |  | 0.29683 |  | 158581.4612 | 578190.6828 | Lf |  | 0.29683 |  | 171627.1419 | 583278.9741 | Lf |  | 0.29683 |  | 173137.5241 | 1332959.8093 | Lf |  | 0.28291 |  | 377109.6418 | 570549.0603 | Lf |  | 0.29683 |  | 169358.8421 | 604256.681 | Lf |  | 0.29683 |  | 179364.4385 | 570549.0603 | Lf |  | 0.29683 |  | 169358.8421 | 580630.1915 | Lf |  | 0.29683 |  | 172351.2731 | 570549.0603 | Lf |  | 0.29683 |  | 169358.8421 | 580630.1915 | Lf |  | 0.29683 |  | 172351.2731 | 0 | Lf |  | #N/A |  | #N/A
| -00~~D3.1003 | 000-00-00~~000-00-D3.1003 |  |  |  |  | 000- | 00- | D3.1003 | Decommissioning Electrical | [12 empty] | 0.34 | [5 empty] | 0.272 |  | E&C Qty, B&V Rate Methodology | [10 empty] | T_M_1618 |  | DCMElec | DCM3 | DCM | D3.1003 |  | DC Ground Wire Removal | [6 empty] | C |  | 169940.6934 | Lf |  | 0.28291 |  | 48078.1743 | 169940.6934 | Lf |  | 0.28291 |  | 48078.1743 | 80062.1593 | Lf |  | 0.29683 |  | 23765.2387 | 80062.1593 | Lf |  | 0.29683 |  | 23765.2387 | 82226.9269 | Lf |  | 0.29683 |  | 24407.8171 | 169940.6934 | Lf |  | 0.28291 |  | 48078.1743 | 80062.1593 | Lf |  | 0.29683 |  | 23765.2387 | 82226.9269 | Lf |  | 0.29683 |  | 24407.8171 | 80062.1593 | Lf |  | 0.29683 |  | 23765.2387 | 80062.1593 | Lf |  | 0.29683 |  | 23765.2387 | 80062.1593 | Lf |  | 0.29683 |  | 23765.2387 | 80062.1593 | Lf |  | 0.29683 |  | 23765.2387 | #VALUE! | Lf |  | #N/A |  | #N/A
| -00~~D3.1004 | 000-00-00~~000-00-D3.1004 |  |  |  |  | 000- | 00- | D3.1004 | Decommissioning Electrical | [12 empty] | 40.375 | [5 empty] | 32.3 |  | E&C Qty, B&V Rate Methodology | [10 empty] | T_M_1619 |  | DCMElec | DCM3 | DCM | D3.1004 |  | DC Combiner Box Removal | [6 empty] | C |  | 1248 | Ea |  | 33.5957 |  | 41927.4824 | 1248 | Ea |  | 33.5957 |  | 41927.4824 | 500 | Ea |  | 35.2491 |  | 17624.5689 | 500 | Ea |  | 35.2491 |  | 17624.5689 | 505 | Ea |  | 35.2491 |  | 17800.8146 | 1248 | Ea |  | 33.5957 |  | 41927.4824 | 500 | Ea |  | 35.2491 |  | 17624.5689 | 490 | Ea |  | 35.2491 |  | 17272.0776 | 500 | Ea |  | 35.2491 |  | 17624.5689 | 500 | Ea |  | 35.2491 |  | 17624.5689 | 500 | Ea |  | 35.2491 |  | 17624.5689 | 500 | Ea |  | 35.2491 |  | 17624.5689 | FALSE | Ea |  | #N/A |  | #N/A
| -00~~D3.1006 | 000-00-00~~000-00-D3.1006 |  |  |  |  | 000- | 00- | D3.1006 | Decommissioning Electrical | [12 empty] | 0.43 | [5 empty] | 0.344 |  | E&C Qty, B&V Rate Methodology | [10 empty] | T_M_1621 |  | DCMElec | DCM3 | DCM | D3.1006 |  | MV Collection Cable Removal | [6 empty] | C |  | 42115.6865 | Lf |  | 0.3578 |  | 15068.9851 | 25170.3677 | Lf |  | 0.3578 |  | 9005.9531 | 8471.4888 | Lf |  | 0.37541 |  | 3180.2712 | 14092.4372 | Lf |  | 0.37541 |  | 5290.4246 | 14092.8569 | Lf |  | 0.37541 |  | 5290.5821 | 25170.3677 | Lf |  | 0.3578 |  | 9005.9531 | 13905.5222 | Lf |  | 0.37541 |  | 5220.2551 | 8399.1379 | Lf |  | 0.37541 |  | 3153.1101 | 13905.5222 | Lf |  | 0.37541 |  | 5220.2551 | 8287.8844 | Lf |  | 0.37541 |  | 3111.3445 | 13905.5222 | Lf |  | 0.37541 |  | 5220.2551 | 8287.8844 | Lf |  | 0.37541 |  | 3111.3445 | #N/A | Lf |  | #N/A |  | #N/A
| -00~~D3.1007 | 000-00-00~~000-00-D3.1007 |  |  |  |  | 000- | 00- | D3.1007 | Decommissioning Electrical | [12 empty] | 3750 | [5 empty] | 3000 |  | E&C Qty, B&V Rate Methodology | [10 empty] | T_M_1622 |  | DCMElec | DCM3 | DCM | D3.1007 |  | Inverter Removal | [6 empty] | C |  | 58 | Ea |  | 3120.3473 |  | 180980.1425 | 58 | Ea |  | 3120.3473 |  | 180980.1425 | 23 | Ea |  | 3273.9137 |  | 75300.0159 | 23 | Ea |  | 3273.9137 |  | 75300.0159 | 23 | Ea |  | 3273.9137 |  | 75300.0159 | 58 | Ea |  | 3120.3473 |  | 180980.1425 | 23 | Ea |  | 3273.9137 |  | 75300.0159 | 22 | Ea |  | 3273.9137 |  | 72026.1022 | 23 | Ea |  | 3273.9137 |  | 75300.0159 | 22 | Ea |  | 3273.9137 |  | 72026.1022 | 23 | Ea |  | 3273.9137 |  | 75300.0159 | 22 | Ea |  | 3273.9137 |  | 72026.1022 | #VALUE! | Ea |  | #N/A |  | #N/A
| -00~~D3.1008 | 000-00-00~~000-00-D3.1008 |  |  |  |  | 000- | 00- | D3.1008 | Decommissioning Electrical | [12 empty] | 2400 | [5 empty] | 1920 |  | E&C Qty, B&V Rate Methodology | [10 empty] | T_M_1623 |  | DCMElec | DCM3 | DCM | D3.1008 |  | Met Station Removal | [6 empty] | C |  | 2 | Ea |  | 1997.0223 |  | 3994.0445 | 2 | Ea |  | 1997.0223 |  | 3994.0445 | 2 | Ea |  | 2095.3048 |  | 4190.6096 | 2 | Ea |  | 2095.3048 |  | 4190.6096 | 2 | Ea |  | 2095.3048 |  | 4190.6096 | 2 | Ea |  | 1997.0223 |  | 3994.0445 | 2 | Ea |  | 2095.3048 |  | 4190.6096 | 2 | Ea |  | 2095.3048 |  | 4190.6096 | 2 | Ea |  | 2095.3048 |  | 4190.6096 | 2 | Ea |  | 2095.3048 |  | 4190.6096 | 2 | Ea |  | 2095.3048 |  | 4190.6096 | 2 | Ea |  | 2095.3048 |  | 4190.6096 | #VALUE! | Ea |  | #N/A |  | #N/A
| -00~~D3.1009 | 000-00-00~~000-00-D3.1009 |  |  |  |  | 000- | 00- | D3.1009 | Decommissioning Electrical | [12 empty] | 21750 | [5 empty] | 17400 |  | E&C Qty, E&C Methodology |  | 48000 | 19200 | [7 empty] | T_M_1624 |  | DCMElec | DCM3 | DCM | D3.1009 |  | O&M Building Removal | [6 empty] | C |  | 0 | Ea |  | 18098.0142 |  | 0 | 0 | Ea |  | 18098.0142 |  | 0 | 0 | Ea |  | 18988.6997 |  | 0 | 1 | Ea |  | 18988.6997 |  | 18988.6997 | 1 | Ea |  | 18988.6997 |  | 18988.6997 | 0 | Ea |  | 18098.0142 |  | 0 | 1 | Ea |  | 18988.6997 |  | 18988.6997 | 1 | Ea |  | 18988.6997 |  | 18988.6997 | 1 | Ea |  | 18988.6997 |  | 18988.6997 | 1 | Ea |  | 18988.6997 |  | 18988.6997 | 1 | Ea |  | 18988.6997 |  | 18988.6997 | 1 | Ea |  | 18988.6997 |  | 18988.6997 | 1 | Ea |  | #N/A |  | #N/A
[7 empty] | Header |  | DCM4 | Decommissioning PV | [31 empty] | T_M_1625 |  | DCMPV | DCM4 |  | DCM4 |  | MODULE & RACKING DECOMMISSIONING
| -00~~D4.1001 | 000-00-00~~000-00-D4.1001 |  |  |  |  | 000- | 00- | D4.1001 | Decommissioning PV | [12 empty] | 1.25 | [5 empty] | 1 |  | E&C Qty, B&V Rate Methodology | [10 empty] | T_M_1626 |  | DCMPV | DCM4 | 17 | D4.1001 |  | Module Removal | [6 empty] | C |  | 491228.0702 | Ea |  | 4.7911 |  | 2353535.7056 | 491228.0702 | Ea |  | 4.7911 |  | 2353535.7056 | 189473.6842 | Ea |  | 8.1621 |  | 1546503.3691 | 189473.6842 | Ea |  | 8.1621 |  | 1546503.3691 | 194594.5946 | Ea |  | 8.1621 |  | 1588300.7575 | 491228.0702 | Ea |  | 4.7911 |  | 2353535.7056 | 189473.6842 | Ea |  | 8.1621 |  | 1546503.3691 | 194594.5946 | Ea |  | 8.1621 |  | 1588300.7575 | 189473.6842 | Ea |  | 8.1621 |  | 1546503.3691 | 189473.6842 | Ea |  | 8.1621 |  | 1546503.3691 | 189473.6842 | Ea |  | 8.1621 |  | 1546503.3691 | 189473.6842 | Ea |  | 8.1621 |  | 1546503.3691 | #VALUE! | Ea |  | #N/A |  | #N/A
| -00~~D4.1002 | 000-00-00~~000-00-D4.1002 |  |  |  |  | 000- | 00- | D4.1002 | Decommissioning PV | [12 empty] | 192.5 | [5 empty] | 154 |  | E&C Qty, B&V Rate Methodology | [10 empty] | T_M_1627 |  | DCMPV | DCM4 | DCM | D4.1002 |  | Racking Table/Tracker Removal | [6 empty] | C |  | 6368.15 | Ea |  | 131.4703 |  | 837222.5896 | 6064.6222 | Ea |  | 131.4703 |  | 797317.7023 | 2429.2872 | Ea |  | 166.8933 |  | 405431.6652 | 2527.3466 | Ea |  | 166.8933 |  | 421797.1221 | 2595.2999 | Ea |  | 166.8933 |  | 433138.0793 | 6308.1511 | Ea |  | 131.4703 |  | 829334.5161 | 2527.3466 | Ea |  | 166.8933 |  | 421797.1221 | 2620.548 | Ea |  | 166.8933 |  | 437351.8095 | 2527.3466 | Ea |  | 166.8933 |  | 421797.1221 | 2527.3466 | Ea |  | 166.8933 |  | 421797.1221 | 2527.3466 | Ea |  | 166.8933 |  | 421797.1221 | 2527.3466 | Ea |  | 166.8933 |  | 421797.1221 | 0 | Ea |  | #N/A |  | #N/A
| -00~~D4.1003 | 000-00-00~~000-00-D4.1003 |  |  |  |  | 000- | 00- | D4.1003 | Decommissioning PV | [12 empty] | 20.9375 | [5 empty] | 16.75 |  | E&C Qty, B&V Rate Methodology | [10 empty] | T_M_1628 |  | DCMPV | DCM4 | DCM | D4.1003 |  | Pile Removal | [6 empty] | C |  | 69442.661 | Ea |  | 14.2995 |  | 992997.3715 | 67923.8222 | Ea |  | 14.2995 |  | 971278.6909 | 27694.0871 | Ea |  | 18.1524 |  | 502712.8103 | 28578.755 | Ea |  | 18.1524 |  | 518771.6145 | 29346.2379 | Ea |  | 18.1524 |  | 532703.2337 | 69268.6642 | Ea |  | 14.2995 |  | 990509.299 | 28578.755 | Ea |  | 18.1524 |  | 518771.6145 | 29698.9607 | Ea |  | 18.1524 |  | 539105.9823 | 28578.755 | Ea |  | 18.1524 |  | 518771.6145 | 28578.755 | Ea |  | 18.1524 |  | 518771.6145 | 28578.755 | Ea |  | 18.1524 |  | 518771.6145 | 28578.755 | Ea |  | 18.1524 |  | 518771.6145 | #VALUE! | Ea |  | #N/A |  | #N/A
[7 empty] | Header |  | DCM5 | Decommissioning Substation | [31 empty] | T_M_1629 |  | DCMSS | DCM5 |  | DCM5 |  | COLLECTOR YARD DECOMMISSIONING
| -00~~D5.1001 | 000-00-00~~000-00-D5.1001 |  |  |  |  | 000- | 00- | D5.1001 | Decommissioning Substation | [12 empty] | 10.9375 | [5 empty] | 8.75 |  | E&C Qty, B&V Rate Methodology | [10 empty] | T_M_1630 |  | DCMSS | DCM5 | DCM | D5.1001 |  | Aggregate Removal |  | (Includes Haul off) |  |  |  |  | C |  | 1497.7697 | Cy |  | 9.101 |  | 13631.2216 | 1246.0718 | Cy |  | 9.101 |  | 11340.5158 | 116.5123 | Cy |  | 9.5489 |  | 1112.5665 | 104.1667 | Cy |  | 9.5489 |  | 994.6787 | 104.1667 | Cy |  | 9.5489 |  | 994.6787 | 1436.0413 | Cy |  | 9.101 |  | 13069.4307 | 104.1667 | Cy |  | 9.5489 |  | 994.6787 | 104.1667 | Cy |  | 9.5489 |  | 994.6787 | 104.1667 | Cy |  | 9.5489 |  | 994.6787 | 104.1667 | Cy |  | 9.5489 |  | 994.6787 | 104.1667 | Cy |  | 9.5489 |  | 994.6787 | 104.1667 | Cy |  | 9.5489 |  | 994.6787 | #N/A | Cy |  | #N/A |  | #N/A
| -00~~D5.1002 | 000-00-00~~000-00-D5.1002 |  |  |  |  | 000- | 00- | D5.1002 | Decommissioning Substation | [12 empty] | 150.625 | [5 empty] | 120.5 |  | E&C Qty, E&C Methodology | [10 empty] | T_M_1631 |  | DCMSS | DCM5 | DCM | D5.1002 |  | Foundation Removal | [6 empty] | C |  | 202.769 | Cy |  | 125.3339 |  | 25413.8425 | 180.1721 | Cy |  | 125.3339 |  | 22581.6821 | 18.3154 | Cy |  | 131.5022 |  | 2408.5195 | 33.482 | Cy |  | 131.5022 |  | 4402.9553 | 33.482 | Cy |  | 131.5022 |  | 4402.9553 | 229.3663 | Cy |  | 125.3339 |  | 28747.3868 | 33.482 | Cy |  | 131.5022 |  | 4402.9553 | 29.3005 | Cy |  | 131.5022 |  | 3853.0752 | 33.482 | Cy |  | 131.5022 |  | 4402.9553 | 33.482 | Cy |  | 131.5022 |  | 4402.9553 | 33.482 | Cy |  | 131.5022 |  | 4402.9553 | 33.482 | Cy |  | 131.5022 |  | 4402.9553 | #VALUE! | Cy |  | #N/A |  | #N/A
| -00~~D5.1003 | 000-00-00~~000-00-D5.1003 |  |  |  |  | 000- | 00- | D5.1003 | Decommissioning Substation | [12 empty] | 39.1875 | [5 empty] | 31.35 |  | E&C Qty, B&V Rate Methodology | [10 empty] | T_M_1632 |  | DCMSS | DCM5 | DCM | D5.1003 |  | Collector Yard Dirt Backfill | [6 empty] | C |  | 1497.7697 | Cy |  | 32.6076 |  | 48838.7198 | 1246.0718 | Cy |  | 32.6076 |  | 40631.448 | 116.5123 | Cy |  | 34.2124 |  | 3986.1668 | 104.1667 | Cy |  | 34.2124 |  | 3563.7915 | 104.1667 | Cy |  | 34.2124 |  | 3563.7915 | 1436.0413 | Cy |  | 32.6076 |  | 46825.9032 | 104.1667 | Cy |  | 34.2124 |  | 3563.7915 | 104.1667 | Cy |  | 34.2124 |  | 3563.7915 | 104.1667 | Cy |  | 34.2124 |  | 3563.7915 | 104.1667 | Cy |  | 34.2124 |  | 3563.7915 | 104.1667 | Cy |  | 34.2124 |  | 3563.7915 | 104.1667 | Cy |  | 34.2124 |  | 3563.7915 | #N/A | Cy |  | #N/A |  | #N/A
| -00~~D5.1004 | 000-00-00~~000-00-D5.1004 |  |  |  |  | 000- | 00- | D5.1004 | Decommissioning Substation | [12 empty] | 6 | [5 empty] | 4.8 |  | E&C Qty, B&V Rate Methodology | [10 empty] | T_M_1633 |  | DCMCivil | DCM5 | DCM | D5.1004 |  | Collector Yard Fencing Removal | [6 empty] | C |  | 1032.502 | Lf |  | 4.9926 |  | 5154.8237 | 952.502 | Lf |  | 4.9926 |  | 4755.4192 | 200 | Lf |  | 5.2383 |  | 1047.6524 | 200 | Lf |  | 5.2383 |  | 1047.6524 | 200 | Lf |  | 5.2383 |  | 1047.6524 | 1032.502 | Lf |  | 4.9926 |  | 5154.8237 | 200 | Lf |  | 5.2383 |  | 1047.6524 | 200 | Lf |  | 5.2383 |  | 1047.6524 | 200 | Lf |  | 5.2383 |  | 1047.6524 | 200 | Lf |  | 5.2383 |  | 1047.6524 | 200 | Lf |  | 5.2383 |  | 1047.6524 | 200 | Lf |  | 5.2383 |  | 1047.6524 | #N/A | Lf |  | #N/A |  | #N/A
| -00~~D5.1005 | 000-00-00~~000-00-D5.1005 |  |  |  |  | 000- | 00- | D5.1005 | Decommissioning Substation | [12 empty] | 10.1875 | [5 empty] | 8.15 |  | E&C Qty, B&V Rate Methodology | [10 empty] | T_M_1634 |  | DCMCivil | DCM5 | DCM | D5.1005 |  | Collector Yard Fence Post Removal | [6 empty] | C |  | 129.0627 | Ea |  | 8.4769 |  | 1094.0576 | 119.0627 | Ea |  | 8.4769 |  | 1009.2882 | 25 | Ea |  | 8.8941 |  | 222.3533 | 25 | Ea |  | 8.8941 |  | 222.3533 | 25 | Ea |  | 8.8941 |  | 222.3533 | 129.0627 | Ea |  | 8.4769 |  | 1094.0576 | 25 | Ea |  | 8.8941 |  | 222.3533 | 25 | Ea |  | 8.8941 |  | 222.3533 | 25 | Ea |  | 8.8941 |  | 222.3533 | 25 | Ea |  | 8.8941 |  | 222.3533 | 25 | Ea |  | 8.8941 |  | 222.3533 | 25 | Ea |  | 8.8941 |  | 222.3533 | #N/A | Ea |  | #N/A |  | #N/A
| -00~~D5.1006 | 000-00-00~~000-00-D5.1006 |  |  |  |  | 000- | 00- | D5.1006 | Decommissioning Substation | [12 empty] | 807.5 | [5 empty] | 646 |  | E&C Qty, B&V Rate Methodology | [10 empty] | T_M_1635 |  | DCMSS | DCM5 | DCM | D5.1006 |  | Feeder Riser Structure Removal | [6 empty] | C |  | 4 | Ea |  | 671.9148 |  | 2687.6591 | 3 | Ea |  | 671.9148 |  | 2015.7443 | 1 | Ea |  | 704.9828 |  | 704.9828 | 2 | Ea |  | 704.9828 |  | 1409.9655 | 2 | Ea |  | 704.9828 |  | 1409.9655 | 7 | Ea |  | 671.9148 |  | 4703.4035 | 2 | Ea |  | 704.9828 |  | 1409.9655 | 2 | Ea |  | 704.9828 |  | 1409.9655 | 2 | Ea |  | 704.9828 |  | 1409.9655 | 2 | Ea |  | 704.9828 |  | 1409.9655 | 2 | Ea |  | 704.9828 |  | 1409.9655 | 2 | Ea |  | 704.9828 |  | 1409.9655 | #VALUE! | Ea |  | #N/A |  | #N/A
| -00~~D5.1007 | 000-00-00~~000-00-D5.1007 |  |  |  |  | 000- | 00- | D5.1007 | Decommissioning Substation | [12 empty] | 102.5 | [5 empty] | 82 |  | E&C Qty, B&V Rate Methodology | [10 empty] | T_M_1636 |  | DCMSS | DCM5 | DCM | D5.1007 |  | Bus Support Removal | [6 empty] | C |  | 1 | Ea |  | 85.2895 |  | 85.2895 | 2 | Ea |  | 85.2895 |  | 170.579 | 2 | Ea |  | 89.487 |  | 178.974 | 2 | Ea |  | 89.487 |  | 178.974 | 2 | Ea |  | 89.487 |  | 178.974 | 3 | Ea |  | 85.2895 |  | 255.8685 | 2 | Ea |  | 89.487 |  | 178.974 | 2 | Ea |  | 89.487 |  | 178.974 | 2 | Ea |  | 89.487 |  | 178.974 | 2 | Ea |  | 89.487 |  | 178.974 | 2 | Ea |  | 89.487 |  | 178.974 | 2 | Ea |  | 89.487 |  | 178.974 | #N/A | Ea |  | #N/A |  | #N/A
| -00~~D5.1008 | 000-00-00~~000-00-D5.1008 |  |  |  |  | 000- | 00- | D5.1008 | Decommissioning Substation | [12 empty] | 935 | [5 empty] | 748 |  | E&C Qty, B&V Rate Methodology | [10 empty] | T_M_1637 |  | DCMSS | DCM5 | DCM | D5.1008 |  | Disconnect Switch Structure Removal | [6 empty] | C |  | 3 | Ea |  | 778.0066 |  | 2334.0198 | 1 | Ea |  | 778.0066 |  | 778.0066 | 0 | Ea |  | 816.2958 |  | 0 | 0 | Ea |  | 816.2958 |  | 0 | 0 | Ea |  | 816.2958 |  | 0 | 2 | Ea |  | 778.0066 |  | 1556.0132 | 0 | Ea |  | 816.2958 |  | 0 | 0 | Ea |  | 816.2958 |  | 0 | 0 | Ea |  | 816.2958 |  | 0 | 0 | Ea |  | 816.2958 |  | 0 | 0 | Ea |  | 816.2958 |  | 0 | 0 | Ea |  | 816.2958 |  | 0 | #VALUE! | Ea |  | #N/A |  | #N/A
| -00~~D5.1009 | 000-00-00~~000-00-D5.1009 |  |  |  |  | 000- | 00- | D5.1009 | Decommissioning Substation | [12 empty] | 403.75 | [5 empty] | 323 |  | E&C Qty, B&V Rate Methodology | [10 empty] | T_M_1638 |  | DCMSS | DCM5 | DCM | D5.1009 |  | Disconnect Switch Removal | [6 empty] | C |  | 18 | Ea |  | 335.9574 |  | 6047.233 | 14 | Ea |  | 335.9574 |  | 4703.4035 | 5 | Ea |  | 352.4914 |  | 1762.4569 | 5 | Ea |  | 352.4914 |  | 1762.4569 | 5 | Ea |  | 352.4914 |  | 1762.4569 | 17 | Ea |  | 335.9574 |  | 5711.2756 | 5 | Ea |  | 352.4914 |  | 1762.4569 | 5 | Ea |  | 352.4914 |  | 1762.4569 | 5 | Ea |  | 352.4914 |  | 1762.4569 | 5 | Ea |  | 352.4914 |  | 1762.4569 | 5 | Ea |  | 352.4914 |  | 1762.4569 | 5 | Ea |  | 352.4914 |  | 1762.4569 | #VALUE! | Ea |  | #N/A |  | #N/A
| -00~~D5.1010 | 000-00-00~~000-00-D5.1010 |  |  |  |  | 000- | 00- | D5.1010 | Decommissioning Substation | [12 empty] | 7500 | [5 empty] | 6000 |  | E&C Qty, B&V Rate Methodology | [10 empty] | T_M_1639 |  | DCMSS | DCM5 | DCM | D5.1010 |  | Takeoff Tower Removal | [6 empty] | C |  | 1 | Ea |  | 6240.6946 |  | 6240.6946 | 1 | Ea |  | 6240.6946 |  | 6240.6946 | 0 | Ea |  | 6547.8275 |  | 0 | 0 | Ea |  | 6547.8275 |  | 0 | 0 | Ea |  | 6547.8275 |  | 0 | 1 | Ea |  | 6240.6946 |  | 6240.6946 | 0 | Ea |  | 6547.8275 |  | 0 | 0 | Ea |  | 6547.8275 |  | 0 | 0 | Ea |  | 6547.8275 |  | 0 | 0 | Ea |  | 6547.8275 |  | 0 | 0 | Ea |  | 6547.8275 |  | 0 | 0 | Ea |  | 6547.8275 |  | 0 | 1 | Ea |  | #N/A |  | #N/A
| -00~~D5.1011 | 000-00-00~~000-00-D5.1011 |  |  |  |  | 000- | 00- | D5.1011 | Decommissioning Substation | [12 empty] | 397.5 | [5 empty] | 318 |  | E&C Qty, B&V Rate Methodology | [10 empty] | T_M_1640 |  | DCMSS | DCM5 | DCM | D5.1011 |  | CCVT Structure Removal | [6 empty] | C |  | 3 | Ea |  | 330.7568 |  | 992.2704 | 3 | Ea |  | 330.7568 |  | 992.2704 | 0 | Ea |  | 347.0349 |  | 0 | 0 | Ea |  | 347.0349 |  | 0 | 0 | Ea |  | 347.0349 |  | 0 | 3 | Ea |  | 330.7568 |  | 992.2704 | 0 | Ea |  | 347.0349 |  | 0 | 0 | Ea |  | 347.0349 |  | 0 | 0 | Ea |  | 347.0349 |  | 0 | 0 | Ea |  | 347.0349 |  | 0 | 0 | Ea |  | 347.0349 |  | 0 | 0 | Ea |  | 347.0349 |  | 0 | #VALUE! | Ea |  | #N/A |  | #N/A
| -00~~D5.1012 | 000-00-00~~000-00-D5.1012 |  |  |  |  | 000- | 00- | D5.1012 | Decommissioning Substation | [12 empty] | 807.5 | [5 empty] | 646 |  | E&C Qty, B&V Rate Methodology | [10 empty] | T_M_1641 |  | DCMSS | DCM5 | DCM | D5.1012 |  | CCVT Removal | [6 empty] | C |  | 3 | Ea |  | 671.9148 |  | 2015.7443 | 3 | Ea |  | 671.9148 |  | 2015.7443 | 0 | Ea |  | 704.9828 |  | 0 | 0 | Ea |  | 704.9828 |  | 0 | 0 | Ea |  | 704.9828 |  | 0 | 3 | Ea |  | 671.9148 |  | 2015.7443 | 0 | Ea |  | 704.9828 |  | 0 | 0 | Ea |  | 704.9828 |  | 0 | 0 | Ea |  | 704.9828 |  | 0 | 0 | Ea |  | 704.9828 |  | 0 | 0 | Ea |  | 704.9828 |  | 0 | 0 | Ea |  | 704.9828 |  | 0 | #VALUE! | Ea |  | #N/A |  | #N/A
| -00~~D5.1013 | 000-00-00~~000-00-D5.1013 |  |  |  |  | 000- | 00- | D5.1013 | Decommissioning Substation | [12 empty] | 807.5 | [5 empty] | 646 |  | E&C Qty, B&V Rate Methodology | [10 empty] | T_M_1642 |  | DCMSS | DCM5 | DCM | D5.1013 |  | Static Mast Removal | [6 empty] | C |  | 2 | Ea |  | 671.9148 |  | 1343.8296 | 1 | Ea |  | 671.9148 |  | 671.9148 | 0 | Ea |  | 704.9828 |  | 0 | 0 | Ea |  | 704.9828 |  | 0 | 0 | Ea |  | 704.9828 |  | 0 | 2 | Ea |  | 671.9148 |  | 1343.8296 | 0 | Ea |  | 704.9828 |  | 0 | 0 | Ea |  | 704.9828 |  | 0 | 0 | Ea |  | 704.9828 |  | 0 | 0 | Ea |  | 704.9828 |  | 0 | 0 | Ea |  | 704.9828 |  | 0 | 0 | Ea |  | 704.9828 |  | 0 | #VALUE! | Ea |  | #N/A |  | #N/A
| -00~~D5.1014 | 000-00-00~~000-00-D5.1014 |  |  |  |  | 000- | 00- | D5.1014 | Decommissioning Substation | [12 empty] | 1197.5 | [5 empty] | 958 |  | E&C Qty, B&V Rate Methodology | [10 empty] | T_M_1643 |  | DCMSS | DCM5 | DCM | D5.1014 |  | Station Service Transformer Support Removal | [6 empty] | C |  | 1 | Ea |  | 996.4309 |  | 996.4309 | 1 | Ea |  | 996.4309 |  | 996.4309 | 0 | Ea |  | 1045.4698 |  | 0 | 0 | Ea |  | 1045.4698 |  | 0 | 0 | Ea |  | 1045.4698 |  | 0 | 1 | Ea |  | 996.4309 |  | 996.4309 | 0 | Ea |  | 1045.4698 |  | 0 | 0 | Ea |  | 1045.4698 |  | 0 | 0 | Ea |  | 1045.4698 |  | 0 | 0 | Ea |  | 1045.4698 |  | 0 | 0 | Ea |  | 1045.4698 |  | 0 | 0 | Ea |  | 1045.4698 |  | 0 | 1 | Ea |  | #N/A |  | #N/A
| -00~~D5.1015 | 000-00-00~~000-00-D5.1015 |  |  |  |  | 000- | 00- | D5.1015 | Decommissioning Substation | [12 empty] | 992.5 | [5 empty] | 794 |  | E&C Qty, B&V Rate Methodology | [10 empty] | T_M_1644 |  | DCMSS | DCM5 | DCM | D5.1015 |  | Station Service Transformer Removal | [6 empty] | C |  | 1 | Ea |  | 825.8519 |  | 825.8519 | 1 | Ea |  | 825.8519 |  | 825.8519 | 0 | Ea |  | 866.4958 |  | 0 | 0 | Ea |  | 866.4958 |  | 0 | 0 | Ea |  | 866.4958 |  | 0 | 1 | Ea |  | 825.8519 |  | 825.8519 | 0 | Ea |  | 866.4958 |  | 0 | 0 | Ea |  | 866.4958 |  | 0 | 0 | Ea |  | 866.4958 |  | 0 | 0 | Ea |  | 866.4958 |  | 0 | 0 | Ea |  | 866.4958 |  | 0 | 0 | Ea |  | 866.4958 |  | 0 | 1 | Ea |  | #N/A |  | #N/A
| -00~~D5.1016 | 000-00-00~~000-00-D5.1016 |  |  |  |  | 000- | 00- | D5.1016 | Decommissioning Substation | [12 empty] | 202.5 | [5 empty] | 162 |  | E&C Qty, B&V Rate Methodology | [10 empty] | T_M_1645 |  | DCMSS | DCM5 | DCM | D5.1016 |  | Potential Metering Transformer Removal | [6 empty] | C |  | 0 | Ea |  | 168.4988 |  | 0 | 0 | Ea |  | 168.4988 |  | 0 | 0 | Ea |  | 176.7913 |  | 0 | 0 | Ea |  | 176.7913 |  | 0 | 0 | Ea |  | 176.7913 |  | 0 | 0 | Ea |  | 168.4988 |  | 0 | 0 | Ea |  | 176.7913 |  | 0 | 0 | Ea |  | 176.7913 |  | 0 | 0 | Ea |  | 176.7913 |  | 0 | 0 | Ea |  | 176.7913 |  | 0 | 0 | Ea |  | 176.7913 |  | 0 | 0 | Ea |  | 176.7913 |  | 0 | 0 | Ea |  | #N/A |  | #N/A
| -00~~D5.1017 | 000-00-00~~000-00-D5.1017 |  |  |  |  | 000- | 00- | D5.1017 | Decommissioning Substation | [12 empty] | 375 | [5 empty] | 300 |  | E&C Qty, B&V Rate Methodology | [10 empty] | T_M_1646 |  | DCMSS | DCM5 | DCM | D5.1017 |  | Current Metering Transformer Removal | [6 empty] | C |  | 0 | Ea |  | 312.0347 |  | 0 | 0 | Ea |  | 312.0347 |  | 0 | 0 | Ea |  | 327.3914 |  | 0 | 0 | Ea |  | 327.3914 |  | 0 | 0 | Ea |  | 327.3914 |  | 0 | 0 | Ea |  | 312.0347 |  | 0 | 0 | Ea |  | 327.3914 |  | 0 | 0 | Ea |  | 327.3914 |  | 0 | 0 | Ea |  | 327.3914 |  | 0 | 0 | Ea |  | 327.3914 |  | 0 | 0 | Ea |  | 327.3914 |  | 0 | 0 | Ea |  | 327.3914 |  | 0 | 0 | Ea |  | #N/A |  | #N/A
| -00~~D5.1018 | 000-00-00~~000-00-D5.1018 |  |  |  |  | 000- | 00- | D5.1018 | Decommissioning Substation | [12 empty] | 2.5625 | [5 empty] | 2.05 |  | E&C Qty, B&V Rate Methodology | [10 empty] | T_M_1647 |  | DCMSS | DCM5 | DCM | D5.1018 |  | Ground Cable Removal | [6 empty] | C |  | 6624.012 | Lf |  | 2.1322 |  | 14123.9655 | 5967.012 | Lf |  | 2.1322 |  | 12723.0856 | 800 | Lf |  | 2.2372 |  | 1789.7395 | 800 | Lf |  | 2.2372 |  | 1789.7395 | 800 | Lf |  | 2.2372 |  | 1789.7395 | 6624.012 | Lf |  | 2.1322 |  | 14123.9655 | 800 | Lf |  | 2.2372 |  | 1789.7395 | 500 | Lf |  | 2.2372 |  | 1118.5872 | 800 | Lf |  | 2.2372 |  | 1789.7395 | 800 | Lf |  | 2.2372 |  | 1789.7395 | 800 | Lf |  | 2.2372 |  | 1789.7395 | 800 | Lf |  | 2.2372 |  | 1789.7395 | #N/A | Lf |  | #N/A |  | #N/A
| -00~~D5.1019 | 000-00-00~~000-00-D5.1019 |  |  |  |  | 000- | 00- | D5.1019 | Decommissioning Substation | [12 empty] | 1595 | [5 empty] | 1276 |  | E&C Qty, B&V Rate Methodology | [10 empty] | T_M_1648 |  | DCMSS | DCM5 | DCM | D5.1019 |  | Circuit Breaker Removal | [6 empty] | C |  | 6 | Ea |  | 1327.1877 |  | 7963.1263 | 4 | Ea |  | 1327.1877 |  | 5308.7508 | 1 | Ea |  | 1392.5046 |  | 1392.5046 | 2 | Ea |  | 1392.5046 |  | 2785.0093 | 2 | Ea |  | 1392.5046 |  | 2785.0093 | 8 | Ea |  | 1327.1877 |  | 10617.5017 | 2 | Ea |  | 1392.5046 |  | 2785.0093 | 2 | Ea |  | 1392.5046 |  | 2785.0093 | 2 | Ea |  | 1392.5046 |  | 2785.0093 | 2 | Ea |  | 1392.5046 |  | 2785.0093 | 2 | Ea |  | 1392.5046 |  | 2785.0093 | 2 | Ea |  | 1392.5046 |  | 2785.0093 | #VALUE! | Ea |  | #N/A |  | #N/A
| -00~~D5.1020 | 000-00-00~~000-00-D5.1020 |  |  |  |  | 000- | 00- | D5.1020 | Decommissioning Substation | [12 empty] | 10935 | [5 empty] | 8748 |  | E&C Qty, B&V Rate Methodology | [10 empty] | T_M_1649 |  | DCMSS | DCM5 | DCM | D5.1020 |  | Control House Removal | [6 empty] | C |  | 1 | Ea |  | 9098.9327 |  | 9098.9327 | 1 | Ea |  | 9098.9327 |  | 9098.9327 | 1 | Ea |  | 9546.7325 |  | 9546.7325 | 1 | Ea |  | 9546.7325 |  | 9546.7325 | 1 | Ea |  | 9546.7325 |  | 9546.7325 | 1 | Ea |  | 9098.9327 |  | 9098.9327 | 1 | Ea |  | 9546.7325 |  | 9546.7325 | 1 | Ea |  | 9546.7325 |  | 9546.7325 | 1 | Ea |  | 9546.7325 |  | 9546.7325 | 1 | Ea |  | 9546.7325 |  | 9546.7325 | 1 | Ea |  | 9546.7325 |  | 9546.7325 | 1 | Ea |  | 9546.7325 |  | 9546.7325 | 1 | Ea |  | #N/A |  | #N/A
| -00~~D5.1021 | 000-00-00~~000-00-D5.1021 |  |  |  |  | 000- | 00- | D5.1021 | Decommissioning Substation | [12 empty] | 40000 | [5 empty] | 32000 |  | E&C Qty, E&C Methodology | [10 empty] | T_M_1650 |  | DCMSS | DCM5 | DCM | D5.1021 |  | Main Transformer Removal | [6 empty] | C |  | 1 | Ea |  | 33283.7044 |  | 33283.7044 | 1 | Ea |  | 33283.7044 |  | 33283.7044 | 0 | Ea |  | 34921.7465 |  | 0 | 0 | Ea |  | 34921.7465 |  | 0 | 0 | Ea |  | 34921.7465 |  | 0 | 1 | Ea |  | 33283.7044 |  | 33283.7044 | 0 | Ea |  | 34921.7465 |  | 0 | 0 | Ea |  | 34921.7465 |  | 0 | 0 | Ea |  | 34921.7465 |  | 0 | 0 | Ea |  | 34921.7465 |  | 0 | 0 | Ea |  | 34921.7465 |  | 0 | 0 | Ea |  | 34921.7465 |  | 0 |  | Ea |  | #N/A |  | #N/A
| -00~~D5.1022 | 000-00-00~~000-00-D5.1022 |  |  |  |  | 000- | 00- | D5.1022 | Decommissioning Substation | [12 empty] | 992.5 | [5 empty] | 794 |  | E&C Qty, B&V Rate Methodology | [10 empty] | T_M_1651 |  | DCMSS | DCM5 | DCM | D5.1022 |  | Capacitor Bank Removal | [6 empty] | C |  | 2 | Ea |  | 825.8519 |  | 1651.7038 | 0 | Ea |  | 825.8519 |  | 0 | 0 | Ea |  | 866.4958 |  | 0 | 0 | Ea |  | 866.4958 |  | 0 | 0 | Ea |  | 866.4958 |  | 0 | 2 | Ea |  | 825.8519 |  | 1651.7038 | 0 | Ea |  | 866.4958 |  | 0 | 0 | Ea |  | 866.4958 |  | 0 | 0 | Ea |  | 866.4958 |  | 0 | 0 | Ea |  | 866.4958 |  | 0 | 0 | Ea |  | 866.4958 |  | 0 | 0 | Ea |  | 866.4958 |  | 0 | #VALUE! | Ea |  | #N/A |  | #N/A
| -00~~D5.1023 | 000-00-00~~000-00-D5.1023 |  |  |  |  | 000- | 00- | D5.1023 | Decommissioning Substation | [12 empty] | 992.5 | [5 empty] | 794 |  | E&C Qty, B&V Rate Methodology | [10 empty] | T_M_1652 |  | DCMSS | DCM5 | DCM | D5.1023 |  | Reactor Bank Removal | [6 empty] | C |  | 0 | Ea |  | 825.8519 |  | 0 | 0 | Ea |  | 825.8519 |  | 0 | 0 | Ea |  | 866.4958 |  | 0 | 0 | Ea |  | 866.4958 |  | 0 | 0 | Ea |  | 866.4958 |  | 0 | 0 | Ea |  | 825.8519 |  | 0 | 0 | Ea |  | 866.4958 |  | 0 | 0 | Ea |  | 866.4958 |  | 0 | 0 | Ea |  | 866.4958 |  | 0 | 0 | Ea |  | 866.4958 |  | 0 | 0 | Ea |  | 866.4958 |  | 0 | 0 | Ea |  | 866.4958 |  | 0 | 0 | Ea |  | #N/A |  | #N/A
[7 empty] | Header |  | DCM6 | Decommissioning Transmission | [31 empty] | T_M_1653 |  | DCMSS | DCM6 |  | DCM6 |  | OVERHEAD COLLECTION DECOMMISSIONING
| -00~~D6.1001 | 000-00-00~~000-00-D6.1001 |  |  |  |  | 000- | 00- | D6.1001 | Decommissioning Transmission | [12 empty] | 4125 | [5 empty] | 3300 |  | E&C Qty, E&C Methodology | [10 empty] | T_M_1654 |  | DCMT | DCM6 | DCM | D6.1001 |  | Structure Removal | [6 empty] | C |  | 0 | Ea |  | 3432.382 |  | 0 | 0 | Ea |  | 3432.382 |  | 0 | 0 | Ea |  | 3601.3051 |  | 0 | 0 | Ea |  | 3601.3051 |  | 0 | 0 | Ea |  | 3601.3051 |  | 0 | 0 | Ea |  | 3432.382 |  | 0 | 0 | Ea |  | 3601.3051 |  | 0 | 0 | Ea |  | 3601.3051 |  | 0 | 0 | Ea |  | 3601.3051 |  | 0 | 0 | Ea |  | 3601.3051 |  | 0 | 0 | Ea |  | 3601.3051 |  | 0 | 0 | Ea |  | 3601.3051 |  | 0 | 0 | Ea |  | #N/A |  | #N/A
| -00~~D6.1002 | 000-00-00~~000-00-D6.1002 |  |  |  |  | 000- | 00- | D6.1002 | Decommissioning Transmission | [12 empty] | 3337.5 | [5 empty] | 2670 |  | E&C Qty, E&C Methodology | [10 empty] | T_M_1655 |  | DCMT | DCM6 | DCM | D6.1002 |  | Pole Foundation Removal | [6 empty] | C |  | 0 | Ea |  | 2777.1091 |  | 0 | 0 | Ea |  | 2777.1091 |  | 0 | 0 | Ea |  | 2913.7832 |  | 0 | 0 | Ea |  | 2913.7832 |  | 0 | 0 | Ea |  | 2913.7832 |  | 0 | 0 | Ea |  | 2777.1091 |  | 0 | 0 | Ea |  | 2913.7832 |  | 0 | 0 | Ea |  | 2913.7832 |  | 0 | 0 | Ea |  | 2913.7832 |  | 0 | 0 | Ea |  | 2913.7832 |  | 0 | 0 | Ea |  | 2913.7832 |  | 0 | 0 | Ea |  | 2913.7832 |  | 0 | 0 | Ea |  | #N/A |  | #N/A
| -00~~D6.1003 | 000-00-00~~000-00-D6.1003 |  |  |  |  | 000- | 00- | D6.1003 | Decommissioning Transmission | [12 empty] | 28.5625 | [5 empty] | 22.85 |  | E&C Qty, E&C Methodology | [10 empty] | T_M_1656 |  | DCMT | DCM6 | DCM | D6.1003 |  | Pole Dirt Backfill | [6 empty] | C |  | 0 | Cy |  | 23.7666 |  | 0 | 0 | Cy |  | 23.7666 |  | 0 | 0 | Cy |  | 24.9363 |  | 0 | 0 | Cy |  | 24.9363 |  | 0 | 0 | Cy |  | 24.9363 |  | 0 | 0 | Cy |  | 23.7666 |  | 0 | 0 | Cy |  | 24.9363 |  | 0 | 0 | Cy |  | 24.9363 |  | 0 | 0 | Cy |  | 24.9363 |  | 0 | 0 | Cy |  | 24.9363 |  | 0 | 0 | Cy |  | 24.9363 |  | 0 | 0 | Cy |  | 24.9363 |  | 0 | 0 | Cy |  | #N/A |  | #N/A
| -00~~D6.1004 | 000-00-00~~000-00-D6.1004 |  |  |  |  | 000- | 00- | D6.1004 | Decommissioning Transmission | [12 empty] | 2.275 | [5 empty] | 1.82 |  | E&C Qty, E&C Methodology | [10 empty] | T_M_1657 |  | DCMT | DCM6 | DCM | D6.1004 |  | Cable Removal | [6 empty] | C |  | 0 | Lf |  | 1.893 |  | 0 | 0 | Lf |  | 1.893 |  | 0 | 0 | Lf |  | 1.9862 |  | 0 | 0 | Lf |  | 1.9862 |  | 0 | 0 | Lf |  | 1.9862 |  | 0 | 0 | Lf |  | 1.893 |  | 0 | 0 | Lf |  | 1.9862 |  | 0 | 0 | Lf |  | 1.9862 |  | 0 | 0 | Lf |  | 1.9862 |  | 0 | 0 | Lf |  | 1.9862 |  | 0 | 0 | Lf |  | 1.9862 |  | 0 | 0 | Lf |  | 1.9862 |  | 0 | 0 | Lf |  | #N/A |  | #N/A
| -00~~D6.1005 | 000-00-00~~000-00-D6.1005 |  |  |  |  | 000- | 00- | D6.1005 | Decommissioning Transmission | [12 empty] | 90.625 | [5 empty] | 72.5 |  | E&C Qty, E&C Methodology | [10 empty] | T_M_1658 |  | DCMT | DCM6 | DCM | D6.1005 |  | Assembly & Arm Removal | [6 empty] | C |  | 0 | Ea |  | 75.4084 |  | 0 | 0 | Ea |  | 75.4084 |  | 0 | 0 | Ea |  | 79.1196 |  | 0 | 0 | Ea |  | 79.1196 |  | 0 | 0 | Ea |  | 79.1196 |  | 0 | 0 | Ea |  | 75.4084 |  | 0 | 0 | Ea |  | 79.1196 |  | 0 | 0 | Ea |  | 79.1196 |  | 0 | 0 | Ea |  | 79.1196 |  | 0 | 0 | Ea |  | 79.1196 |  | 0 | 0 | Ea |  | 79.1196 |  | 0 | 0 | Ea |  | 79.1196 |  | 0 | 0 | Ea |  | #N/A |  | #N/A
| -00~~D6.1006 | 000-00-00~~000-00-D6.1006 |  |  |  |  | 000- | 00- | D6.1006 | Decommissioning Transmission | [12 empty] | 135.625 | [5 empty] | 108.5 |  | E&C Qty, E&C Methodology | [10 empty] | T_M_1659 |  | DCMT | DCM6 | DCM | D6.1006 |  | Duct Bank Removal | [6 empty] | C |  | 0 | Lf |  | 112.8526 |  | 0 | 0 | Lf |  | 112.8526 |  | 0 | 0 | Lf |  | 118.4065 |  | 0 | 0 | Lf |  | 118.4065 |  | 0 | 0 | Lf |  | 118.4065 |  | 0 | 0 | Lf |  | 112.8526 |  | 0 | 0 | Lf |  | 118.4065 |  | 0 | 0 | Lf |  | 118.4065 |  | 0 | 0 | Lf |  | 118.4065 |  | 0 | 0 | Lf |  | 118.4065 |  | 0 | 0 | Lf |  | 118.4065 |  | 0 | 0 | Lf |  | 118.4065 |  | 0 | 0 | Lf |  | #N/A |  | #N/A
[7 empty] | Header |  | DCM7 | Decommissioning GA | [31 empty] | T_M_1660 |  | DCMGA | DCM7 |  | DCM7 |  | CONTRACTOR G&A DECOMMISSIONING
| -00~~D7.1001 | 000-00-00~~000-00-D7.1001 |  |  |  |  | 000- | 00- | D7.1001 | Decommissioning GA | [12 empty] | 125000 | [5 empty] | 100000 |  | E&C Qty, E&C Methodology | [10 empty] | T_M_1661 |  | DCMGA | DCM7 | 14 | D7.1001 |  | MOB/DEMOB Decom | [6 empty] | C |  | 1 | LS |  | 198792.2819 |  | 198792.2819 | 1 | LS |  | 198792.2819 |  | 198792.2819 | 1 | LS |  | 129633.5125 |  | 129633.5125 | 1 | LS |  | 129633.5125 |  | 129633.5125 | 1 | LS |  | 129633.5125 |  | 129633.5125 | 1 | LS |  | 198792.2819 |  | 198792.2819 | 1 | LS |  | 129633.5125 |  | 129633.5125 | 1 | LS |  | 129633.5125 |  | 129633.5125 | 1 | LS |  | 129633.5125 |  | 129633.5125 | 1 | LS |  | 129633.5125 |  | 129633.5125 | 1 | LS |  | 129633.5125 |  | 129633.5125 | 1 | LS |  | 129633.5125 |  | 129633.5125 | 1 | LS |  | #N/A |  | #N/A
| -00~~D7.1002 | 000-00-00~~000-00-D7.1002 |  |  |  |  | 000- | 00- | D7.1002 | Decommissioning GA | [12 empty] | 6250 | [5 empty] | 5000 |  | E&C Qty, E&C Methodology | [10 empty] | T_M_1662 |  | DCMGA | DCM7 | 14 | D7.1002 |  | Facilities & Infrastructure Decom | [6 empty] | C |  | 6.7 | Mo |  | 5000 |  | 33500 | 6.7 | Mo |  | 5000 |  | 33500 | 6 | Mo |  | 5000 |  | 30000 | 6 | Mo |  | 5000 |  | 30000 | 6.3 | Mo |  | 5000 |  | 31500 | 6.7 | Mo |  | 5000 |  | 33500 | 4.6 | Mo |  | 5000 |  | 23000 | 2.3 | Mo |  | 5000 |  | 11500 | 6 | Mo |  | 5000 |  | 30000 | 6.7 | Mo |  | 5000 |  | 33500 | 6 | Mo |  | 5000 |  | 30000 | 6.7 | Mo |  | 5000 |  | 33500 | #VALUE! | Mo |  | #N/A |  | #N/A
| -00~~D7.1003 | 000-00-00~~000-00-D7.1003 |  |  |  |  | 000- | 00- | D7.1003 | Decommissioning GA | [12 empty] | 6250 | [5 empty] | 5000 |  | E&C Qty, E&C Methodology | [10 empty] | T_M_1663 |  | DCMGA | DCM7 | 14 | D7.1003 |  | Temporary Utilities | [6 empty] | C |  | 6.7 | Mo |  | 5000 |  | 33500 | 6.7 | Mo |  | 5000 |  | 33500 | 6 | Mo |  | 5000 |  | 30000 | 6 | Mo |  | 5000 |  | 30000 | 6.3 | Mo |  | 5000 |  | 31500 | 6.7 | Mo |  | 5000 |  | 33500 | 4.6 | Mo |  | 5000 |  | 23000 | 2.3 | Mo |  | 5000 |  | 11500 | 6 | Mo |  | 5000 |  | 30000 | 6.7 | Mo |  | 5000 |  | 33500 | 6 | Mo |  | 5000 |  | 30000 | 6.7 | Mo |  | 5000 |  | 33500 | #VALUE! | Mo |  | #N/A |  | #N/A
| -00~~D7.1004 | 000-00-00~~000-00-D7.1004 |  |  |  |  | 000- | 00- | D7.1004 | Decommissioning GA | [12 empty] | 18900 | [5 empty] | 15120 |  | E&C Qty, E&C Methodology | [10 empty] | T_M_1664 |  | DCMGA | DCM7 | 14 | D7.1004 |  | Site Safety Services Decom | [6 empty] | C |  | 6.7 | Mo |  | 16686.6851 |  | 111800.7903 | 6.7 | Mo |  | 16686.6851 |  | 111800.7903 | 6 | Mo |  | 18856.0988 |  | 113136.5929 | 6 | Mo |  | 18856.0988 |  | 113136.5929 | 6.3 | Mo |  | 18856.0988 |  | 118793.4226 | 6.7 | Mo |  | 16686.6851 |  | 111800.7903 | 4.6 | Mo |  | 18856.0988 |  | 86738.0546 | 2.3 | Mo |  | 18856.0988 |  | 43369.0273 | 6 | Mo |  | 18856.0988 |  | 113136.5929 | 6.7 | Mo |  | 18856.0988 |  | 126335.8621 | 6 | Mo |  | 18856.0988 |  | 113136.5929 | 6.7 | Mo |  | 18856.0988 |  | 126335.8621 | #VALUE! | Mo |  | #N/A |  | #N/A
| -00~~D7.1005 | 000-00-00~~000-00-D7.1005 |  |  |  |  | 000- | 00- | D7.1005 | Decommissioning GA | [12 empty] | 10000 | [5 empty] | 8000 |  | E&C Qty, E&C Methodology | [10 empty] | T_M_1665 |  | DCMGA | DCM7 | 14 | D7.1005 |  | Safety Equipment & Materials Decom | [6 empty] | C |  | 6.7 | Mo |  | 8000 |  | 53600 | 6.7 | Mo |  | 8000 |  | 53600 | 6 | Mo |  | 8000 |  | 48000 | 6 | Mo |  | 8000 |  | 48000 | 6.3 | Mo |  | 8000 |  | 50400 | 6.7 | Mo |  | 8000 |  | 53600 | 4.6 | Mo |  | 8000 |  | 36800 | 2.3 | Mo |  | 8000 |  | 18400 | 6 | Mo |  | 8000 |  | 48000 | 6.7 | Mo |  | 8000 |  | 53600 | 6 | Mo |  | 8000 |  | 48000 | 6.7 | Mo |  | 8000 |  | 53600 | #VALUE! | Mo |  | #N/A |  | #N/A
| -00~~D7.1006 | 000-00-00~~000-00-D7.1006 |  |  |  |  | 000- | 00- | D7.1006 | Decommissioning GA | [12 empty] | 25200 | [5 empty] | 20160 |  | E&C Qty, E&C Methodology | [10 empty] | T_M_1666 |  | DCMGA | DCM7 | 14 | D7.1006 |  | Indirect Staff | [6 empty] | C |  | 6.7 | Mo |  | 22248.9135 |  | 149067.7204 | 6.7 | Mo |  | 22248.9135 |  | 149067.7204 | 6 | Mo |  | 14508.6357 |  | 87051.8144 | 6 | Mo |  | 14508.6357 |  | 87051.8144 | 6.3 | Mo |  | 14508.6357 |  | 91404.4051 | 6.7 | Mo |  | 22248.9135 |  | 149067.7204 | 4.6 | Mo |  | 14508.6357 |  | 66739.7244 | 2.3 | Mo |  | 14508.6357 |  | 33369.8622 | 6 | Mo |  | 14508.6357 |  | 87051.8144 | 6.7 | Mo |  | 14508.6357 |  | 97207.8594 | 6 | Mo |  | 14508.6357 |  | 87051.8144 | 6.7 | Mo |  | 14508.6357 |  | 97207.8594 | #VALUE! | Mo |  | #N/A |  | #N/A
| -00~~D7.1007 | 000-00-00~~000-00-D7.1007 |  |  |  |  | 000- | 00- | D7.1007 | Decommissioning GA | [12 empty] | 0.07 | [5 empty] | 0.05 |  | E&C Qty, E&C Methodology | [10 empty] | T_M_1667 |  | DCMGA | DCM7 | 14 | D7.1007 |  | Contractor Risk and Fee Decom | [6 empty] | C |  | 0.05 | % |  | 8338335.8006 |  | 416916.79 | 0.05 | % |  | 7737751.4656 |  | 386887.5733 | 0.05 | % |  | 4411650.0158 |  | 220582.5008 | 0.05 | % |  | 5179243.224 |  | 258962.1612 | 0.05 | % |  | 5269962.0111 |  | 263498.1006 | 0.05 | % |  | 9081718.7937 |  | 454085.9397 | 0.05 | % |  | 5081251.0656 |  | 254062.5533 | 0.05 | % |  | 5150995.5242 |  | 257549.7762 | 0.05 | % |  | 5153161.694 |  | 257658.0847 | 0.05 | % |  | 5180353.6928 |  | 259017.6846 | 0.05 | % |  | 5143962.3233 |  | 257198.1162 | 0.05 | % |  | 5131225.7982 |  | 256561.2899 | #N/A | % |  | #N/A |  | #N/A
[7 empty] | Header |  | DCM8 | Decommissioning GA | [31 empty] | T_M_1668 |  | DCMGA | DCM8 |  | DCM8 |  | NEE PERSONELL
| -00~~D8.1001 | 000-00-00~~000-00-D8.1001 |  |  |  |  | 000- | 00- | D8.1001 | Decommissioning GA | [12 empty] | 20600 | [5 empty] | 16480 |  | E&C Qty, E&C Methodology | [10 empty] | T_M_1669 |  | DCMGA | DCM8 | 96 | D8.1001 |  | NEE: Project Manager Decom | [6 empty] | C |  | 6.7 | Mo |  | 16480 |  | 110416 | 6.7 | Mo |  | 16480 |  | 110416 | 6 | Mo |  | 16480 |  | 98880 | 6 | Mo |  | 16480 |  | 98880 | 6.3 | Mo |  | 16480 |  | 103824 | 6.7 | Mo |  | 16480 |  | 110416 | 4.6 | Mo |  | 16480 |  | 75808 | 2.3 | Mo |  | 16480 |  | 37904 | 6 | Mo |  | 16480 |  | 98880 | 6.7 | Mo |  | 16480 |  | 110416 | 6 | Mo |  | 16480 |  | 98880 | 6.7 | Mo |  | 16480 |  | 110416 | #VALUE! | Mo |  | #N/A |  | #N/A
| -00~~D8.1002 | 000-00-00~~000-00-D8.1002 |  |  |  |  | 000- | 00- | D8.1002 | Decommissioning GA | [12 empty] | 12273.7375 | [5 empty] | 9818.99 |  | E&C Qty, E&C Methodology | [10 empty] | T_M_1670 |  | DCMGA | DCM8 | 96 | D8.1002 |  | NEE: Project Coordinator Decom | [6 empty] | C |  | 6.7 | Mo |  | 9818.99 |  | 65787.233 | 6.7 | Mo |  | 9818.99 |  | 65787.233 | 6 | Mo |  | 9818.99 |  | 58913.94 | 6 | Mo |  | 9818.99 |  | 58913.94 | 6.3 | Mo |  | 9818.99 |  | 61859.637 | 6.7 | Mo |  | 9818.99 |  | 65787.233 | 4.6 | Mo |  | 9818.99 |  | 45167.354 | 2.3 | Mo |  | 9818.99 |  | 22583.677 | 6 | Mo |  | 9818.99 |  | 58913.94 | 6.7 | Mo |  | 9818.99 |  | 65787.233 | 6 | Mo |  | 9818.99 |  | 58913.94 | 6.7 | Mo |  | 9818.99 |  | 65787.233 | #VALUE! | Mo |  | #N/A |  | #N/A
| -00~~D8.1003 | 000-00-00~~000-00-D8.1003 |  |  |  |  | 000- | 00- | D8.1003 | Decommissioning GA | [12 empty] | 12875 | [5 empty] | 10300 |  | E&C Qty, E&C Methodology | [10 empty] | T_M_1671 |  | DCMGA | DCM8 | 96 | D8.1003 |  | Home Office Support - NEE Decom | [6 empty] | C |  | 6.7 | Mo |  | 10300 |  | 69010 | 6.7 | Mo |  | 10300 |  | 69010 | 6 | Mo |  | 10300 |  | 61800 | 6 | Mo |  | 10300 |  | 61800 | 6.3 | Mo |  | 10300 |  | 64890 | 6.7 | Mo |  | 10300 |  | 69010 | 4.6 | Mo |  | 10300 |  | 47380 | 2.3 | Mo |  | 10300 |  | 23690 | 6 | Mo |  | 10300 |  | 61800 | 6.7 | Mo |  | 10300 |  | 69010 | 6 | Mo |  | 10300 |  | 61800 | 6.7 | Mo |  | 10300 |  | 69010 | #VALUE! | Mo |  | #N/A |  | #N/A
[7 empty] | Header |  | DCM9 | Decommissioning Transport | [31 empty] | T_M_1672 |  | DCMT | DCM9 |  | DCM9 |  | TRANSPORTATION AND DISPOSAL COSTS | [10 empty] | Miles | [5 empty] | Miles | [5 empty] | Miles | [5 empty] | Miles | [5 empty] | Miles | [5 empty] | Miles | [5 empty] | Miles | [5 empty] | Miles | [5 empty] | Miles | [5 empty] | Miles | [5 empty] | Miles | [5 empty] | Miles | [5 empty] | Miles
| -00~~D9.1001 | 000-00-00~~000-00-D9.1001 |  |  |  |  | 000- | 00- | D9.1001 | Decommissioning Transport | [12 empty] | 4.375 | [5 empty] | 3.5 |  | E&C Qty, B&V Rate Methodology; 42,000 Hauling Weight Assumed | [10 empty] | T_M_1673 |  | DCMT | DCM9 | SLVG | D9.1001 |  | Steel Scrap Low Value |  | Shipping |  |  |  |  | C |  | 610 | Trk | 100 | 350 |  | 213500 | 568 | Trk | 100 | 350 |  | 198800 | 238 | Trk | 200 | 700 |  | 166600 | 251 | Trk | 200 | 700 |  | 175700 | 258 | Trk | 200 | 700 |  | 180600 | 590 | Trk | 100 | 350 |  | 206500 | 251 | Trk | 200 | 700 |  | 175700 | 266 | Trk | 200 | 700 |  | 186200 | 251 | Trk | 200 | 700 |  | 175700 | 251 | Trk | 200 | 700 |  | 175700 | 251 | Trk | 200 | 700 |  | 175700 | 251 | Trk | 200 | 700 |  | 175700 | #VALUE! | Trk | #N/A | #N/A |  | #N/A
| -00~~D9.1002 | 000-00-00~~000-00-D9.1002 |  |  |  |  | 000- | 00- | D9.1002 | Decommissioning Transport | [12 empty] | 4.375 | [5 empty] | 3.5 |  | E&C Qty, B&V Rate Methodology; 42,000 Hauling Weight Assumed | [10 empty] | T_M_1674 |  | DCMT | DCM9 | SLVG | D9.1002 |  | Steel Scrap High Value |  | Shipping |  |  |  |  | C |  | 0 | Trk | 100 | 350 |  | 0 | 0 | Trk | 100 | 350 |  | 0 | 0 | Trk | 200 | 700 |  | 0 | 0 | Trk | 200 | 700 |  | 0 | 0 | Trk | 200 | 700 |  | 0 | 0 | Trk | 100 | 350 |  | 0 | 0 | Trk | 200 | 700 |  | 0 | 0 | Trk | 200 | 700 |  | 0 | 0 | Trk | 200 | 700 |  | 0 | 0 | Trk | 200 | 700 |  | 0 | 0 | Trk | 200 | 700 |  | 0 | 0 | Trk | 200 | 700 |  | 0 | 0 | Trk | #N/A | #N/A |  | #N/A
| -00~~D9.1003 | 000-00-00~~000-00-D9.1003 |  |  |  |  | 000- | 00- | D9.1003 | Decommissioning Transport | [12 empty] | 4.375 | [5 empty] | 3.5 |  | E&C Qty, B&V Rate Methodology; 42,000 Hauling Weight Assumed | [10 empty] | T_M_1675 |  | DCMT | DCM9 | SLVG | D9.1003 |  | Alloy Steel Scrap Value |  | Shipping |  |  |  |  | C |  | 0 | Trk | 100 | 350 |  | 0 | 0 | Trk | 100 | 350 |  | 0 | 0 | Trk | 200 | 700 |  | 0 | 0 | Trk | 200 | 700 |  | 0 | 0 | Trk | 200 | 700 |  | 0 | 0 | Trk | 100 | 350 |  | 0 | 0 | Trk | 200 | 700 |  | 0 | 0 | Trk | 200 | 700 |  | 0 | 0 | Trk | 200 | 700 |  | 0 | 0 | Trk | 200 | 700 |  | 0 | 0 | Trk | 200 | 700 |  | 0 | 0 | Trk | 200 | 700 |  | 0 | 0 | Trk | #N/A | #N/A |  | #N/A
| -00~~D9.1004 | 000-00-00~~000-00-D9.1004 |  |  |  |  | 000- | 00- | D9.1004 | Decommissioning Transport | [12 empty] | 4.375 | [5 empty] | 3.5 |  | E&C Qty, B&V Rate Methodology; 42,000 Hauling Weight Assumed | [10 empty] | T_M_1676 |  | DCMT | DCM9 | SLVG | D9.1004 |  | Copper Scrap |  | Shipping |  |  |  |  | C |  | 9 | Trk | 200 | 700 |  | 6300 | 9 | Trk | 200 | 700 |  | 6300 | 4 | Trk | 400 | 1400 |  | 5600 | 4 | Trk | 400 | 1400 |  | 5600 | 4 | Trk | 400 | 1400 |  | 5600 | 9 | Trk | 200 | 700 |  | 6300 | 4 | Trk | 400 | 1400 |  | 5600 | 4 | Trk | 400 | 1400 |  | 5600 | 4 | Trk | 400 | 1400 |  | 5600 | 4 | Trk | 400 | 1400 |  | 5600 | 4 | Trk | 400 | 1400 |  | 5600 | 4 | Trk | 400 | 1400 |  | 5600 | #VALUE! | Trk | #N/A | #N/A |  | #N/A
| -00~~D9.1005 | 000-00-00~~000-00-D9.1005 |  |  |  |  | 000- | 00- | D9.1005 | Decommissioning Transport | [12 empty] | 4.375 | [5 empty] | 3.5 |  | E&C Qty, B&V Rate Methodology; 42,000 Hauling Weight Assumed | [10 empty] | T_M_1677 |  | DCMT | DCM9 | SLVG | D9.1005 |  | Copper Cable Scrap |  | Shipping |  |  |  |  | C |  | 4 | Trk | 200 | 700 |  | 2800 | 4 | Trk | 200 | 700 |  | 2800 | 2 | Trk | 400 | 1400 |  | 2800 | 2 | Trk | 400 | 1400 |  | 2800 | 2 | Trk | 400 | 1400 |  | 2800 | 4 | Trk | 200 | 700 |  | 2800 | 2 | Trk | 400 | 1400 |  | 2800 | 2 | Trk | 400 | 1400 |  | 2800 | 2 | Trk | 400 | 1400 |  | 2800 | 2 | Trk | 400 | 1400 |  | 2800 | 2 | Trk | 400 | 1400 |  | 2800 | 2 | Trk | 400 | 1400 |  | 2800 | #VALUE! | Trk | #N/A | #N/A |  | #N/A
| -00~~D9.1006 | 000-00-00~~000-00-D9.1006 |  |  |  |  | 000- | 00- | D9.1006 | Decommissioning Transport | [12 empty] | 4.375 | [5 empty] | 3.5 |  | E&C Qty, B&V Rate Methodology; 42,000 Hauling Weight Assumed | [10 empty] | T_M_1678 |  | DCMT | DCM9 | SLVG | D9.1006 |  | Aluminum Scrap |  | Shipping |  |  |  |  | C |  | 12 | Trk | 200 | 700 |  | 8400 | 11 | Trk | 200 | 700 |  | 7700 | 5 | Trk | 400 | 1400 |  | 7000 | 5 | Trk | 400 | 1400 |  | 7000 | 5 | Trk | 400 | 1400 |  | 7000 | 12 | Trk | 200 | 700 |  | 8400 | 5 | Trk | 400 | 1400 |  | 7000 | 5 | Trk | 400 | 1400 |  | 7000 | 5 | Trk | 400 | 1400 |  | 7000 | 5 | Trk | 400 | 1400 |  | 7000 | 5 | Trk | 400 | 1400 |  | 7000 | 5 | Trk | 400 | 1400 |  | 7000 | #N/A | Trk | #N/A | #N/A |  | #N/A
| -00~~D9.1007 | 000-00-00~~000-00-D9.1007 |  |  |  |  | 000- | 00- | D9.1007 | Decommissioning Transport | [12 empty] | 4.375 | [5 empty] | 3.5 |  | E&C Qty, B&V Rate Methodology; 42,000 Hauling Weight Assumed | [10 empty] | T_M_1679 |  | DCMT | DCM9 | SLVG | D9.1007 |  | Aluminum Cable Scrap |  | Shipping |  |  |  |  | C |  | 15 | Trk | 200 | 700 |  | 10500 | 14 | Trk | 200 | 700 |  | 9800 | 6 | Trk | 400 | 1400 |  | 8400 | 8 | Trk | 400 | 1400 |  | 11200 | 8 | Trk | 400 | 1400 |  | 11200 | 18 | Trk | 200 | 700 |  | 12600 | 8 | Trk | 400 | 1400 |  | 11200 | 9 | Trk | 400 | 1400 |  | 12600 | 8 | Trk | 400 | 1400 |  | 11200 | 8 | Trk | 400 | 1400 |  | 11200 | 8 | Trk | 400 | 1400 |  | 11200 | 8 | Trk | 400 | 1400 |  | 11200 | #VALUE! | Trk | #N/A | #N/A |  | #N/A
| -00~~D9.1008 | 000-00-00~~000-00-D9.1008 |  |  |  |  | 000- | 00- | D9.1008 | Decommissioning Transport | [12 empty] | 4.375 | [5 empty] | 3.5 |  | E&C Qty, B&V Rate Methodology; 42,000 Hauling Weight Assumed | [10 empty] | T_M_1680 |  | DCMT | DCM9 | SLVG | D9.1008 |  | BOP | Landfill | Shipping |  |  |  |  | C |  | 65 | Trk | 50 | 175 |  | 11375 | 61 | Trk | 50 | 175 |  | 10675 | 26 | Trk | 50 | 175 |  | 4550 | 27 | Trk | 50 | 175 |  | 4725 | 28 | Trk | 50 | 175 |  | 4900 | 64 | Trk | 50 | 175 |  | 11200 | 27 | Trk | 50 | 175 |  | 4725 | 29 | Trk | 50 | 175 |  | 5075 | 27 | Trk | 50 | 175 |  | 4725 | 27 | Trk | 50 | 175 |  | 4725 | 27 | Trk | 50 | 175 |  | 4725 | 27 | Trk | 50 | 175 |  | 4725 | #VALUE! | Trk | #N/A | #N/A |  | #N/A
| -00~~D9.1009 | 000-00-00~~000-00-D9.1009 |  |  |  |  | 000- | 00- | D9.1009 | Decommissioning Transport | [12 empty] | 4.375 | [5 empty] | 3.5 |  | E&C Qty, B&V Rate Methodology; 42,000 Hauling Weight Assumed | [10 empty] | T_M_1681 |  | DCMT | DCM9 | SLVG | D9.1009 |  | BOP | Landfill | Dump Fees |  |  |  |  | C |  | 1365 | Tn | Landfill | 140 |  | 191100 | 1281 | Tn | Landfill | 140 |  | 179340 | 546 | Tn | Landfill | 140 |  | 76440 | 567 | Tn | Landfill | 140 |  | 79380 | 588 | Tn | Landfill | 140 |  | 82320 | 1344 | Tn | Landfill | 140 |  | 188160 | 567 | Tn | Landfill | 140 |  | 79380 | 609 | Tn | Landfill | 140 |  | 85260 | 567 | Tn | Landfill | 140 |  | 79380 | 567 | Tn | Landfill | 140 |  | 79380 | 567 | Tn | Landfill | 140 |  | 79380 | 567 | Tn | Landfill | 140 |  | 79380 | #VALUE! | Tn | Landfill | #N/A |  | #N/A
| -00~~D9.1010 | 000-00-00~~000-00-D9.1010 |  |  |  |  | 000- | 00- | D9.1010 | Decommissioning Transport | [12 empty] | 4.375 | [5 empty] | 3.5 |  | E&C Qty, B&V Rate Methodology; 42,000 Hauling Weight Assumed | [10 empty] | T_M_1682 |  | DCMT | DCM9 | SLVG | D9.1010 |  | BOP | Hazardous Waste Landfill | Shipping |  |  |  |  | C |  | 0 | Trk | 400 | 1400 |  | 0 | 0 | Trk | 400 | 1400 |  | 0 | 0 | Trk | 400 | 1400 |  | 0 | 0 | Trk | 400 | 1400 |  | 0 | 0 | Trk | 400 | 1400 |  | 0 | 0 | Trk | 400 | 1400 |  | 0 | 0 | Trk | 400 | 1400 |  | 0 | 0 | Trk | 400 | 1400 |  | 0 | 0 | Trk | 400 | 1400 |  | 0 | 0 | Trk | 400 | 1400 |  | 0 | 0 | Trk | 400 | 1400 |  | 0 | 0 | Trk | 400 | 1400 |  | 0 | 0 | Trk | #N/A | #N/A |  | #N/A
| -00~~D9.1011 | 000-00-00~~000-00-D9.1011 |  |  |  |  | 000- | 00- | D9.1011 | Decommissioning Transport | [12 empty] | 4.375 | [5 empty] | 3.5 |  | E&C Qty, B&V Rate Methodology; 42,000 Hauling Weight Assumed | [10 empty] | T_M_1683 |  | DCMT | DCM9 | SLVG | D9.1011 |  | BOP | Hazardous Waste Landfill | Dump Fees |  |  |  |  | C |  | 0 | Tn | Hazardous Waste Landfill | 525 |  | 0 | 0 | Tn | Hazardous Waste Landfill | 525 |  | 0 | 0 | Tn | Hazardous Waste Landfill | 525 |  | 0 | 0 | Tn | Hazardous Waste Landfill | 525 |  | 0 | 0 | Tn | Hazardous Waste Landfill | 525 |  | 0 | 0 | Tn | Hazardous Waste Landfill | 525 |  | 0 | 0 | Tn | Hazardous Waste Landfill | 525 |  | 0 | 0 | Tn | Hazardous Waste Landfill | 525 |  | 0 | 0 | Tn | Hazardous Waste Landfill | 525 |  | 0 | 0 | Tn | Hazardous Waste Landfill | 525 |  | 0 | 0 | Tn | Hazardous Waste Landfill | 525 |  | 0 | 0 | Tn | Hazardous Waste Landfill | 525 |  | 0 | 0 | Tn | Hazardous Waste Landfill | #N/A |  | #N/A
| -00~~D9.1012 | 000-00-00~~000-00-D9.1012 |  |  |  |  | 000- | 00- | D9.1012 | Decommissioning Transport | [12 empty] | 4.375 | [5 empty] | 3.5 |  | E&C Qty, B&V Rate Methodology; 22 Pallets/truck, 26 Modules per Pallet | [10 empty] | T_M_1684 |  | DCMT | DCM9 | SLVG | D9.1012 |  | Module | Salvage | Shipping |  |  |  |  | C |  | 858.7903 | Trk | 200 | 700 |  | 601153.2327 | 858.7903 | Trk | 200 | 700 |  | 601153.2327 | 331.2477 | Trk | 100 | 350 |  | 115936.6949 | 331.2477 | Trk | 100 | 350 |  | 115936.6949 | 340.2003 | Trk | 100 | 350 |  | 119070.1191 | 858.7903 | Trk | 200 | 700 |  | 601153.2327 | 331.2477 | Trk | 100 | 350 |  | 115936.6949 | 340.2003 | Trk | 100 | 350 |  | 119070.1191 | 331.2477 | Trk | 100 | 350 |  | 115936.6949 | 331.2477 | Trk | 100 | 350 |  | 115936.6949 | 331.2477 | Trk | 100 | 350 |  | 115936.6949 | 331.2477 | Trk | 100 | 350 |  | 115936.6949 | #VALUE! | Trk | #N/A | #VALUE! |  | #VALUE!
| -00~~D9.1013 | 000-00-00~~000-00-D9.1013 |  |  |  |  | 000- | 00- | D9.1013 | Decommissioning Transport | [12 empty] | 4.375 | [5 empty] | 3.5 |  | E&C Qty, B&V Rate Methodology; 22 Pallets/truck, 26 Modules per Pallet | [10 empty] | T_M_1685 |  | DCMT | DCM9 | SLVG | D9.1013 |  | Modules | Landfill | Shipping |  |  |  |  | C |  | 0 | Trk | 50 | 175 |  | 0 | 0 | Trk | 50 | 175 |  | 0 | 0 | Trk | 50 | 175 |  | 0 | 0 | Trk | 50 | 175 |  | 0 | 0 | Trk | 50 | 175 |  | 0 | 0 | Trk | 50 | 175 |  | 0 | 0 | Trk | 50 | 175 |  | 0 | 0 | Trk | 50 | 175 |  | 0 | 0 | Trk | 50 | 175 |  | 0 | 0 | Trk | 50 | 175 |  | 0 | 0 | Trk | 50 | 175 |  | 0 | 0 | Trk | 50 | 175 |  | 0 | #VALUE! | Trk | #N/A | #N/A |  | #N/A
| -00~~D9.1014 | 000-00-00~~000-00-D9.1014 |  |  |  |  | 000- | 00- | D9.1014 | Decommissioning Transport | [12 empty] | 1.25 | [5 empty] | 1 |  | E&C Qty, B&V Rate Methodology; 22 Pallets/truck, 26 Modules per Pallet | [10 empty] | T_M_1686 |  | DCMT | DCM9 | SLVG | D9.1014 |  | Modules | Landfill | Dump Fees |  |  |  |  | C |  | 0 | Tn | Landfill | 40 |  | 0 | 0 | Tn | Landfill | 40 |  | 0 | 0 | Tn | Landfill | 40 |  | 0 | 0 | Tn | Landfill | 40 |  | 0 | 0 | Tn | Landfill | 40 |  | 0 | 0 | Tn | Landfill | 40 |  | 0 | 0 | Tn | Landfill | 40 |  | 0 | 0 | Tn | Landfill | 40 |  | 0 | 0 | Tn | Landfill | 40 |  | 0 | 0 | Tn | Landfill | 40 |  | 0 | 0 | Tn | Landfill | 40 |  | 0 | 0 | Tn | Landfill | 40 |  | 0 | #VALUE! | Tn | Landfill | #N/A |  | #N/A
| -00~~D9.1015 | 000-00-00~~000-00-D9.1015 |  |  |  |  | 000- | 00- | D9.1015 | Decommissioning Transport | [12 empty] | 4.375 | [5 empty] | 3.5 |  | E&C Qty, B&V Rate Methodology; 22 Pallets/truck, 26 Modules per Pallet | [10 empty] | T_M_1687 |  | DCMT | DCM9 | SLVG | D9.1015 |  | Modules | Hazardous Waste Landfill | Shipping |  |  |  |  | C |  | 0 | Trk | 400 | 1400 |  | 0 | 0 | Trk | 400 | 1400 |  | 0 | 0 | Trk | 400 | 1400 |  | 0 | 0 | Trk | 400 | 1400 |  | 0 | 0 | Trk | 400 | 1400 |  | 0 | 0 | Trk | 400 | 1400 |  | 0 | 0 | Trk | 400 | 1400 |  | 0 | 0 | Trk | 400 | 1400 |  | 0 | 0 | Trk | 400 | 1400 |  | 0 | 0 | Trk | 400 | 1400 |  | 0 | 0 | Trk | 400 | 1400 |  | 0 | 0 | Trk | 400 | 1400 |  | 0 | #VALUE! | Trk | #N/A | #N/A |  | #N/A
| -00~~D9.1016 | 000-00-00~~000-00-D9.1016 |  |  |  |  | 000- | 00- | D9.1016 | Decommissioning Transport | [12 empty] | 1.25 | [5 empty] | 1 |  | E&C Qty, B&V Rate Methodology; 22 Pallets/truck, 26 Modules per Pallet | [10 empty] | T_M_1688 |  | DCMT | DCM9 | SLVG | D9.1016 |  | Modules | Hazardous Waste Landfill | Dump Fees |  |  |  |  | C |  | 0 | Tn | Hazardous Waste Landfill | 150 |  | 0 | 0 | Tn | Hazardous Waste Landfill | 150 |  | 0 | 0 | Tn | Hazardous Waste Landfill | 150 |  | 0 | 0 | Tn | Hazardous Waste Landfill | 150 |  | 0 | 0 | Tn | Hazardous Waste Landfill | 150 |  | 0 | 0 | Tn | Hazardous Waste Landfill | 150 |  | 0 | 0 | Tn | Hazardous Waste Landfill | 150 |  | 0 | 0 | Tn | Hazardous Waste Landfill | 150 |  | 0 | 0 | Tn | Hazardous Waste Landfill | 150 |  | 0 | 0 | Tn | Hazardous Waste Landfill | 150 |  | 0 | 0 | Tn | Hazardous Waste Landfill | 150 |  | 0 | 0 | Tn | Hazardous Waste Landfill | 150 |  | 0 | #VALUE! | Tn | Hazardous Waste Landfill | #N/A |  | #N/A
[42 empty] | T_M_1689 |  |  |  | - | 1367 |  | - |  |  | - | - | - | - |  |  | - | - |  | - |  | - | - | - |  | - |  | - | - | - |  | - |  | - | - | - |  | - |  | - | - | - |  | - |  | - | - | - |  | - |  | - | - | - |  | - |  | - | - | - |  | - |  | - | - | - |  | - |  | - | - | - |  | - |  | - | - | - |  | - |  | - | - | - |  | - |  | - | - | - |  | - |  | -
[7 empty] | Header |  | DeComTotal | [32 empty] | T_M_1690 |  |  |  |  | DeComTotal | [15 empty] | 10045594.0563 | [5 empty] | 9386420.5046 | [5 empty] | 5239153.1515 | [5 empty] | 6060141.0201 | [5 empty] | 6177523.8677 | [5 empty] | 10818131.1991 | [5 empty] | 5906010.6678 | [5 empty] | 5916328.0964 | [5 empty] | 6032755.4135 | [5 empty] | 6086926.3053 | [5 empty] | 6023096.0744 | [5 empty] | 6035342.016 | [5 empty] | #N/A
[7 empty] | Header |  | DCMC | [32 empty] | T_M_1691 |  |  |  |  | DCMC |  | DECOMMISSIONING PROJECT CONTINGENCY
[42 empty] | T_M_1692 |  |  |  | - | 1370 |  | - |  |  | - | - | - | - |  |  | - | - |  | - |  | - | - | - |  | - |  | - | - | - |  | - |  | - | - | - |  | - |  | - | - | - |  | - |  | - | - | - |  | - |  | - | - | - |  | - |  | - | - | - |  | - |  | - | - | - |  | - |  | - | - | - |  | - |  | - | - | - |  | - |  | - | - | - |  | - |  | - | - | - |  | - |  | -
[7 empty] | Header |  | DCMC1 | [32 empty] | T_M_1693 |  |  | DCMC | 97 | DCMC1 |  | ESCALATION & CONTINGENCY BREAKDOWN |  |  |  |  | Labor | Material |  |  | H2 2025 | COD Year |  |  |  |  | H2 2025 | COD Year |  |  |  |  | H2 2026 | COD Year |  |  |  |  | H2 2026 | COD Year |  |  |  |  | H2 2025 | COD Year |  |  |  |  | H2 2025 | COD Year |  |  |  |  | H2 2025 | COD Year |  |  |  |  | H2 2025 | COD Year |  |  |  |  | H2 2026 | COD Year |  |  |  |  | H2 2025 | COD Year |  |  |  |  | H2 2026 | COD Year |  |  |  |  | H2 2025 | COD Year |  |  |  |  | #VALUE! | COD Year
| -00~~DC.1001 | 000-00-00~~000-00-DC.1001 |  |  |  |  | 000- | 00- | DC.1001 | Decommissioning Escalation | [31 empty] | T_M_1694 |  | DCMESC | DCMC | 97 | DC.1001 |  | Escalation Decom |  |  |  |  | 80% | 20% | US |  | 0 | LS | 0% | 530686.1263 |  | 0 | 0 | LS | 0% | 492242.9152 |  | 0 | 0 | LS | 0% | 415462.0044 |  | 0 | 0 | LS | 0% | 488537.9783 |  | 0 | 0 | LS | 0% | 334280.5019 |  | 0 | 0 | LS | 0% | 578269.8338 |  | 0 | 0 | LS | 0% | 322201.1747 |  | 0 | 0 | LS | 0% | 326665.4952 |  | 0 | 0 | LS | 0% | 486054.9792 |  | 0 | 0 | LS | 0% | 328544.7022 |  | 0 | 0 | LS | 0% | 485179.186 |  | 0 | 0 | LS | 0% | 325400.0413 |  | 0 | 0 | LS | 0% | 0 |  | 0
[7 empty] | 000- | 00- | DC.1002 | Decommissioning Contingency | [31 empty] | T_M_1695 |  | DCMCON | DCMC | 97 | DC.1002 |  | Contingency Decom | [6 empty] | US |  | 0% | Pct. |  | 8755252.5906 |  | 0 | 0% | Pct. |  | 8124639.0388 |  | 0 | 0% | Pct. |  | 4632232.5166 |  | 0 | 0% | Pct. |  | 5438205.3852 |  | 0 | 0% | Pct. |  | 5533460.1116 |  | 0 | 0% | Pct. |  | 9535804.7334 |  | 0 | 0% | Pct. |  | 5335313.6189 |  | 0 | 0% | Pct. |  | 5408545.3004 |  | 0 | 0% | Pct. |  | 5410819.7787 |  | 0 | 0% | Pct. |  | 5439371.3774 |  | 0 | 0% | Pct. |  | 5401160.4395 |  | 0 | 0% | Pct. |  | 5387787.0881 |  | 0 | 0% | Pct. |  | #N/A |  | #N/A
[42 empty] | T_M_1696 |  |  |  | - | 1374 |  | - |  |  | - | - | - |  |  |  | - | - |  | - |  | - | - | - |  | - |  | - | - | - |  | - |  | - | - | - |  | - |  | - | - | - |  | - |  | - | - | - |  | - |  | - | - | - |  | - |  | - | - | - |  | - |  | - | - | - |  | - |  | - | - | - |  | - |  | - | - | - |  | - |  | - | - | - |  | - |  | - | - | - |  | - |  | -
[7 empty] | Header |  | DESCContTotal | [32 empty] | T_M_1697 |  |  |  |  | DESCContTotal | [15 empty] | 0 | [5 empty] | 0 | [5 empty] | 0 | [5 empty] | 0 | [5 empty] | 0 | [5 empty] | 0 | [5 empty] | 0 | [5 empty] | 0 | [5 empty] | 0 | [5 empty] | 0 | [5 empty] | 0 | [5 empty] | 0 | [5 empty] | #N/A
[7 empty] | Header |  | SLVG | [32 empty] | T_M_1698 |  |  |  |  | SLVG |  | SALVAGE | [10 empty] | Eastern USA | [5 empty] | Eastern USA | [5 empty] | Western USA | [5 empty] | Western USA | [5 empty] | Western USA | [5 empty] | Eastern USA | [5 empty] | Western USA | [5 empty] | Western USA | [5 empty] | Western USA | [5 empty] | Western USA | [5 empty] | Western USA | [5 empty] | Western USA | [5 empty] | #N/A
[7 empty] | Header |  | SLVPARM | [32 empty] | T_M_1699 |  |  |  |  | SLVPARM | [12 empty] | Eastern USAPassN/ANo | [5 empty] | Eastern USAPassN/ANo | [5 empty] | Western USAPassN/ANo | [5 empty] | Western USAPassN/ANo | [5 empty] | Western USAPassN/ANo | [5 empty] | Eastern USAPassN/ANo | [5 empty] | Western USAPassN/ANo | [5 empty] | Western USAPassN/ANo | [5 empty] | Western USAPassN/ANo | [5 empty] | Western USAPassN/ANo | [5 empty] | Western USAPassN/ANo | [5 empty] | Western USAPassN/ANo | [5 empty] | #N/A
[7 empty] | Header |  | SLVG1 | Salvage | [31 empty] | T_M_1700 |  | SLVG | SLVG1 |  | SLVG1 |  | CIVIL SALVAGE | [10 empty] | Salvage | [5 empty] | Salvage | [5 empty] | Salvage | [5 empty] | Salvage | [5 empty] | Salvage | [5 empty] | Salvage | [5 empty] | Salvage | [5 empty] | Salvage | [5 empty] | Salvage | [5 empty] | Salvage | [5 empty] | Salvage | [5 empty] | Salvage | [5 empty] | #N/A
| -00~~S1.1001 | 000-00-00~~000-00-S1.1001 |  |  |  |  | 000- | 00- | S1.1001 | Salvage | [12 empty] | -1.25 | [5 empty] | -1 |  | E&C Qty, E&C Methodology | [10 empty] | T_M_1701 |  | SLVG | SLVG1 | SLVG | S1.1001 |  | Fencing Salvage | [6 empty] | C |  | 287.7334 | Tn | Steel Scrap Low Value | -276 |  | -79414.4239 | 82.3201 | Tn | Steel Scrap Low Value | -276 |  | -22720.3523 | 55.4535 | Tn | Steel Scrap Low Value | -276 |  | -15305.1789 | 72.5634 | Tn | Steel Scrap Low Value | -276 |  | -20027.4984 | 72.5656 | Tn | Steel Scrap Low Value | -276 |  | -20028.0948 | 106.2958 | Tn | Steel Scrap Low Value | -276 |  | -29337.6458 | 71.6044 | Tn | Steel Scrap Low Value | -276 |  | -19762.8062 | 129.2711 | Tn | Steel Scrap Low Value | -276 |  | -35678.8283 | 71.6044 | Tn | Steel Scrap Low Value | -276 |  | -19762.8062 | 71.6044 | Tn | Steel Scrap Low Value | -276 |  | -19762.8062 | 71.6044 | Tn | Steel Scrap Low Value | -276 |  | -19762.8062 | 71.6044 | Tn | Steel Scrap Low Value | -276 |  | -19762.8062 | #VALUE! | Tn | Steel Scrap Low Value | #N/A |  | #N/A
| -00~~S1.1002 | 000-00-00~~000-00-S1.1002 |  |  |  |  | 000- | 00- | S1.1002 | Salvage | [12 empty] | -1.25 | [5 empty] | -1 |  | E&C Qty, E&C Methodology | [10 empty] | T_M_1702 |  | SLVG | SLVG1 | SLVG | S1.1002 |  | Fence Post Salvage | [6 empty] | C |  | 265.9479 | Tn | Steel Scrap Low Value | -276 |  | -73401.6175 | 76.0873 | Tn | Steel Scrap Low Value | -276 |  | -21000.0971 | 51.2549 | Tn | Steel Scrap Low Value | -276 |  | -14146.3582 | 67.0693 | Tn | Steel Scrap Low Value | -276 |  | -18511.1307 | 67.0713 | Tn | Steel Scrap Low Value | -276 |  | -18511.6819 | 98.2477 | Tn | Steel Scrap Low Value | -276 |  | -27116.3669 | 66.1829 | Tn | Steel Scrap Low Value | -276 |  | -18266.4794 | 119.4834 | Tn | Steel Scrap Low Value | -276 |  | -32977.4313 | 66.1829 | Tn | Steel Scrap Low Value | -276 |  | -18266.4794 | 66.1829 | Tn | Steel Scrap Low Value | -276 |  | -18266.4794 | 66.1829 | Tn | Steel Scrap Low Value | -276 |  | -18266.4794 | 66.1829 | Tn | Steel Scrap Low Value | -276 |  | -18266.4794 | #VALUE! | Tn | Steel Scrap Low Value | #N/A |  | #N/A
[7 empty] | Header |  | SLVG2 | Salvage | [31 empty] | T_M_1703 |  | SLVG | SLVG2 |  | SLVG2 |  | ELECTRICAL SALVAGE
| -00~~S2.1001 | 000-00-00~~000-00-S2.1001 |  |  |  |  | 000- | 00- | S2.1001 | Salvage | [12 empty] | -1.25 | [5 empty] | -1 |  | E&C Qty, E&C Methodology | [10 empty] | T_M_1704 |  | SLVG | SLVG2 | SLVG | S2.1001 |  | DC String Cable Salvage | [6 empty] | C |  | 49.0921 | Tn | Copper Cable Scrap | -5062 |  | -248504.4545 | 49.0921 | Tn | Copper Cable Scrap | -5062 |  | -248504.4545 | 18.9474 | Tn | Copper Cable Scrap | -5062 |  | -95911.8863 | 18.9474 | Tn | Copper Cable Scrap | -5062 |  | -95911.8863 | 19.4595 | Tn | Copper Cable Scrap | -5062 |  | -98504.0995 | 49.0921 | Tn | Copper Cable Scrap | -5062 |  | -248504.4545 | 18.9474 | Tn | Copper Cable Scrap | -5062 |  | -95911.8863 | 19.4595 | Tn | Copper Cable Scrap | -5062 |  | -98504.0995 | 18.9474 | Tn | Copper Cable Scrap | -5062 |  | -95911.8863 | 18.9474 | Tn | Copper Cable Scrap | -5062 |  | -95911.8863 | 18.9474 | Tn | Copper Cable Scrap | -5062 |  | -95911.8863 | 18.9474 | Tn | Copper Cable Scrap | -5062 |  | -95911.8863 | #VALUE! | Tn | Copper Cable Scrap | #N/A |  | #N/A
| -00~~S2.1002 | 000-00-00~~000-00-S2.1002 |  |  |  |  | 000- | 00- | S2.1002 | Salvage | [12 empty] | -1.25 | [5 empty] | -1 |  | E&C Qty, E&C Methodology | [10 empty] | T_M_1705 |  | SLVG | SLVG2 | SLVG | S2.1002 |  | DC Home Run Cable Salvage | [6 empty] | C |  | 301.6973 | Tn | Aluminum Cable Scrap | -911 |  | -274846.2632 | 288.1168 | Tn | Aluminum Cable Scrap | -911 |  | -262474.4426 | 123.3231 | Tn | Aluminum Cable Scrap | -911 |  | -112347.3833 | 160.3772 | Tn | Aluminum Cable Scrap | -911 |  | -146103.6595 | 161.7886 | Tn | Aluminum Cable Scrap | -911 |  | -147389.4256 | 369.7334 | Tn | Aluminum Cable Scrap | -911 |  | -336827.1262 | 158.2576 | Tn | Aluminum Cable Scrap | -911 |  | -144172.6893 | 167.6074 | Tn | Aluminum Cable Scrap | -911 |  | -152690.3062 | 158.2576 | Tn | Aluminum Cable Scrap | -911 |  | -144172.6893 | 161.0539 | Tn | Aluminum Cable Scrap | -911 |  | -146720.1017 | 158.2576 | Tn | Aluminum Cable Scrap | -911 |  | -144172.6893 | 161.0539 | Tn | Aluminum Cable Scrap | -911 |  | -146720.1017 | #VALUE! | Tn | Aluminum Cable Scrap | #N/A |  | #N/A
| -00~~S2.1003 | 000-00-00~~000-00-S2.1003 |  |  |  |  | 000- | 00- | S2.1003 | Salvage | [12 empty] | -1.25 | [5 empty] | -1 |  | E&C Qty, E&C Methodology | [10 empty] | T_M_1706 |  | SLVG | SLVG2 | SLVG | S2.1003 |  | DC Ground Wire Salvage | [6 empty] | C |  | 17.2177 | Tn | Copper Cable Scrap | -5062 |  | -87156.223 | 17.2177 | Tn | Copper Cable Scrap | -5062 |  | -87156.223 | 8.1116 | Tn | Copper Cable Scrap | -5062 |  | -41060.8859 | 8.1116 | Tn | Copper Cable Scrap | -5062 |  | -41060.8859 | 8.3309 | Tn | Copper Cable Scrap | -5062 |  | -42171.1141 | 17.2177 | Tn | Copper Cable Scrap | -5062 |  | -87156.223 | 8.1116 | Tn | Copper Cable Scrap | -5062 |  | -41060.8859 | 8.3309 | Tn | Copper Cable Scrap | -5062 |  | -42171.1141 | 8.1116 | Tn | Copper Cable Scrap | -5062 |  | -41060.8859 | 8.1116 | Tn | Copper Cable Scrap | -5062 |  | -41060.8859 | 8.1116 | Tn | Copper Cable Scrap | -5062 |  | -41060.8859 | 8.1116 | Tn | Copper Cable Scrap | -5062 |  | -41060.8859 | #VALUE! | Tn | Copper Cable Scrap | #N/A |  | #N/A
| -00~~S2.1005 | 000-00-00~~000-00-S2.1005 |  |  |  |  | 000- | 00- | S2.1005 | Salvage | [12 empty] | -1.25 | [5 empty] | -1 |  | E&C Qty, E&C Methodology | [10 empty] | T_M_1708 |  | SLVG | SLVG2 | SLVG | S2.1005 |  | MV Collection Cable Salvage - Aluminum | [6 empty] | C |  | 4.1547 | Tn | Aluminum Cable Scrap | -911 |  | -3784.9431 | 2.4831 | Tn | Aluminum Cable Scrap | -911 |  | -2262.0647 | 0.83571 | Tn | Aluminum Cable Scrap | -911 |  | -761.334 | 1.3902 | Tn | Aluminum Cable Scrap | -911 |  | -1266.4894 | 1.3903 | Tn | Aluminum Cable Scrap | -911 |  | -1266.5272 | 2.4831 | Tn | Aluminum Cable Scrap | -911 |  | -2262.0647 | 1.3718 | Tn | Aluminum Cable Scrap | -911 |  | -1249.6914 | 0.82857 | Tn | Aluminum Cable Scrap | -911 |  | -754.8318 | 1.3718 | Tn | Aluminum Cable Scrap | -911 |  | -1249.6914 | 0.8176 | Tn | Aluminum Cable Scrap | -911 |  | -744.8334 | 1.3718 | Tn | Aluminum Cable Scrap | -911 |  | -1249.6914 | 0.8176 | Tn | Aluminum Cable Scrap | -911 |  | -744.8334 | #N/A | Tn | Aluminum Cable Scrap | #N/A |  | #N/A
| -00~~S2.1006 | 000-00-00~~000-00-S2.1006 |  |  |  |  | 000- | 00- | S2.1006 | Salvage | [12 empty] | -1.25 | [5 empty] | -1 |  | E&C Qty, E&C Methodology | [10 empty] | T_M_1709 |  | SLVG | SLVG2 | SLVG | S2.1006 |  | MV Collection Cable Salvage - Copper | [6 empty] | C |  | 0 | Tn | Copper Cable Scrap | -5062 |  | 0 | 0 | Tn | Copper Cable Scrap | -5062 |  | 0 | 0 | Tn | Copper Cable Scrap | -5062 |  | 0 | 0 | Tn | Copper Cable Scrap | -5062 |  | 0 | 0 | Tn | Copper Cable Scrap | -5062 |  | 0 | 0 | Tn | Copper Cable Scrap | -5062 |  | 0 | 0 | Tn | Copper Cable Scrap | -5062 |  | 0 | 0 | Tn | Copper Cable Scrap | -5062 |  | 0 | 0 | Tn | Copper Cable Scrap | -5062 |  | 0 | 0 | Tn | Copper Cable Scrap | -5062 |  | 0 | 0 | Tn | Copper Cable Scrap | -5062 |  | 0 | 0 | Tn | Copper Cable Scrap | -5062 |  | 0 | #N/A | Tn | Copper Cable Scrap | #N/A |  | #N/A
| -00~~S2.1007 | 000-00-00~~000-00-S2.1007 |  |  |  |  | 000- | 00- | S2.1007 | Salvage | [12 empty] | -1.25 | [5 empty] | -1 |  | E&C Qty, E&C Methodology | [10 empty] | T_M_1710 |  | SLVG | SLVG2 | SLVG | S2.1007 |  | Inverter Copper Scrap | [6 empty] | C |  | 174 | Tn | Copper Scrap | -4963 |  | -863562 | 174 | Tn | Copper Scrap | -4963 |  | -863562 | 69 | Tn | Copper Scrap | -4963 |  | -342447 | 69 | Tn | Copper Scrap | -4963 |  | -342447 | 69 | Tn | Copper Scrap | -4963 |  | -342447 | 174 | Tn | Copper Scrap | -4963 |  | -863562 | 69 | Tn | Copper Scrap | -4963 |  | -342447 | 66 | Tn | Copper Scrap | -4963 |  | -327558 | 69 | Tn | Copper Scrap | -4963 |  | -342447 | 66 | Tn | Copper Scrap | -4963 |  | -327558 | 69 | Tn | Copper Scrap | -4963 |  | -342447 | 66 | Tn | Copper Scrap | -4963 |  | -327558 | #VALUE! | Tn | Copper Scrap | #N/A |  | #N/A
| -00~~S2.1008 | 000-00-00~~000-00-S2.1008 |  |  |  |  | 000- | 00- | S2.1008 | Salvage | [12 empty] | -1.25 | [5 empty] | -1 |  | E&C Qty, E&C Methodology | [10 empty] | T_M_1711 |  | SLVG | SLVG2 | SLVG | S2.1008 |  | Inverter Steel Scrap | [6 empty] | C |  | 638 | Tn | Steel Scrap Low Value | -276 |  | -176088 | 638 | Tn | Steel Scrap Low Value | -276 |  | -176088 | 253 | Tn | Steel Scrap Low Value | -276 |  | -69828 | 253 | Tn | Steel Scrap Low Value | -276 |  | -69828 | 253 | Tn | Steel Scrap Low Value | -276 |  | -69828 | 638 | Tn | Steel Scrap Low Value | -276 |  | -176088 | 253 | Tn | Steel Scrap Low Value | -276 |  | -69828 | 242 | Tn | Steel Scrap Low Value | -276 |  | -66792 | 253 | Tn | Steel Scrap Low Value | -276 |  | -69828 | 242 | Tn | Steel Scrap Low Value | -276 |  | -66792 | 253 | Tn | Steel Scrap Low Value | -276 |  | -69828 | 242 | Tn | Steel Scrap Low Value | -276 |  | -66792 | #VALUE! | Tn | Steel Scrap Low Value | #N/A |  | #N/A
| -00~~S2.1009 | 000-00-00~~000-00-S2.1009 |  |  |  |  | 000- | 00- | S2.1009 | Salvage | [12 empty] | -1.25 | [5 empty] | -1 |  | E&C Qty, E&C Methodology | [10 empty] | T_M_1712 |  | SLVG | SLVG2 | SLVG | S2.1009 |  | Met Station Salvage | [6 empty] | C |  | 2 | Ea | Refurbish - Full Estimate Value Less Refurbish Costs | -29820.2582 |  | -59640.5164 | 2 | Ea | Refurbish - Full Estimate Value Less Refurbish Costs | -29820.2582 |  | -59640.5164 | 2 | Ea | Refurbish - Full Estimate Value Less Refurbish Costs | -36578.3012 |  | -73156.6025 | 2 | Ea | Refurbish - Full Estimate Value Less Refurbish Costs | -36578.3012 |  | -73156.6025 | 2 | Ea | Refurbish - Full Estimate Value Less Refurbish Costs | -36578.3012 |  | -73156.6025 | 2 | Ea | Refurbish - Full Estimate Value Less Refurbish Costs | -29820.2582 |  | -59640.5164 | 2 | Ea | Refurbish - Full Estimate Value Less Refurbish Costs | -36578.3012 |  | -73156.6025 | 2 | Ea | Refurbish - Full Estimate Value Less Refurbish Costs | -36578.3012 |  | -73156.6025 | 2 | Ea | Refurbish - Full Estimate Value Less Refurbish Costs | -36578.3012 |  | -73156.6025 | 2 | Ea | Refurbish - Full Estimate Value Less Refurbish Costs | -36578.3012 |  | -73156.6025 | 2 | Ea | Refurbish - Full Estimate Value Less Refurbish Costs | -36578.3012 |  | -73156.6025 | 2 | Ea | Refurbish - Full Estimate Value Less Refurbish Costs | -36578.3012 |  | -73156.6025 | #VALUE! | Ea | Refurbish - Full Estimate Value Less Refurbish Costs | #N/A |  | #N/A
[7 empty] | Header |  | SLVG3 | Salvage | [31 empty] | T_M_1713 |  | SLVG | SLVG3 |  | SLVG3 |  | MODULE & RACKING SALVAGE
| -00~~S3.1001 | 000-00-00~~000-00-S3.1001 |  |  |  |  | 000- | 00- | S3.1001 | Salvage | [12 empty] | -1.25 | [5 empty] | -1 |  | E&C Qty, E&C Methodology | [10 empty] | T_M_1714 |  | SLVG | SLVG3 | SLVG | S3.1001 |  | Module - Aluminum Scrap | [6 empty] | C |  | 1209.5799 | Tn |  | -586 |  | -708813.8167 | 1209.5799 | Tn |  | -586 |  | -708813.8167 | 466.5522 | Tn |  | -586 |  | -273399.615 | 466.5522 | Tn |  | -586 |  | -273399.615 | 479.1618 | Tn |  | -586 |  | -280788.7938 | 1209.5799 | Tn |  | -586 |  | -708813.8167 | 466.5522 | Tn |  | -586 |  | -273399.615 | 479.1618 | Tn |  | -586 |  | -280788.7938 | 466.5522 | Tn |  | -586 |  | -273399.615 | 466.5522 | Tn |  | -586 |  | -273399.615 | 466.5522 | Tn |  | -586 |  | -273399.615 | 466.5522 | Tn |  | -586 |  | -273399.615 | #VALUE! | Tn |  | #N/A |  | #N/A
| -00~~S3.1002 | 000-00-00~~000-00-S3.1002 |  |  |  |  | 000- | 00- | S3.1002 | Salvage | [12 empty] | -1.25 | [5 empty] | -1 |  | E&C Qty, E&C Methodology | [10 empty] | T_M_1715 |  | SLVG | SLVG3 | SLVG | S3.1002 |  | Module - Copper Scrap | [6 empty] | C |  | 0 | Tn |  | -4467 |  | 0 | 0 | Tn |  | -4467 |  | 0 | 0 | Tn |  | -4467 |  | 0 | 0 | Tn |  | -4467 |  | 0 | 0 | Tn |  | -4467 |  | 0 | 0 | Tn |  | -4467 |  | 0 | 0 | Tn |  | -4467 |  | 0 | 0 | Tn |  | -4467 |  | 0 | 0 | Tn |  | -4467 |  | 0 | 0 | Tn |  | -4467 |  | 0 | 0 | Tn |  | -4467 |  | 0 | 0 | Tn |  | -4467 |  | 0 | #VALUE! | Tn |  | #N/A |  | #N/A
| -00~~S3.1003 | 000-00-00~~000-00-S3.1003 |  |  |  |  | 000- | 00- | S3.1003 | Salvage | [12 empty] | -1.25 | [5 empty] | -1 |  | E&C Qty, E&C Methodology | [10 empty] | T_M_1716 |  | SLVG | SLVG3 | SLVG | S3.1003 |  | Module - Silicon Scrap | [6 empty] | C |  | 0 | Tn |  | -800 |  | 0 | 0 | Tn |  | -800 |  | 0 | 0 | Tn |  | -800 |  | 0 | 0 | Tn |  | -800 |  | 0 | 0 | Tn |  | -800 |  | 0 | 0 | Tn |  | -800 |  | 0 | 0 | Tn |  | -800 |  | 0 | 0 | Tn |  | -800 |  | 0 | 0 | Tn |  | -800 |  | 0 | 0 | Tn |  | -800 |  | 0 | 0 | Tn |  | -800 |  | 0 | 0 | Tn |  | -800 |  | 0 | #VALUE! | Tn |  | #N/A |  | #N/A
| -00~~S3.1004 | 000-00-00~~000-00-S3.1004 |  |  |  |  | 000- | 00- | S3.1004 | Salvage | [12 empty] | -1.25 | [5 empty] | -1 |  | E&C Qty, E&C Methodology | [10 empty] | T_M_1717 |  | SLVG | SLVG3 | SLVG | S3.1004 |  | Module - Glass Scrap | [6 empty] | C |  | 0 | Tn |  | -100 |  | 0 | 0 | Tn |  | -100 |  | 0 | 0 | Tn |  | -100 |  | 0 | 0 | Tn |  | -100 |  | 0 | 0 | Tn |  | -100 |  | 0 | 0 | Tn |  | -100 |  | 0 | 0 | Tn |  | -100 |  | 0 | 0 | Tn |  | -100 |  | 0 | 0 | Tn |  | -100 |  | 0 | 0 | Tn |  | -100 |  | 0 | 0 | Tn |  | -100 |  | 0 | 0 | Tn |  | -100 |  | 0 | #VALUE! | Tn |  | #N/A |  | #N/A
| -00~~S3.1005 | 000-00-00~~000-00-S3.1005 |  |  |  |  | 000- | 00- | S3.1005 | Salvage | [12 empty] | -1.25 | [5 empty] | -1 |  | E&C Qty, E&C Methodology | [10 empty] | T_M_1718 |  | SLVG | SLVG3 | SLVG | S3.1005 |  | Racking Table Salvage - Steel | [6 empty] | C |  | 7775.4586 | Tn | Steel Scrap Low Value | -138 |  | -1073013.2858 | 7398.9899 | Tn | Steel Scrap Low Value | -138 |  | -1021060.6087 | 2876.8619 | Tn | Steel Scrap Low Value | -138 |  | -397006.9454 | 2997.6476 | Tn | Steel Scrap Low Value | -138 |  | -413675.3728 | 3078.2426 | Tn | Steel Scrap Low Value | -138 |  | -424797.4815 | 7701.9105 | Tn | Steel Scrap Low Value | -138 |  | -1062863.6424 | 2997.6476 | Tn | Steel Scrap Low Value | -138 |  | -413675.3728 | 3110.244 | Tn | Steel Scrap Low Value | -138 |  | -429213.6723 | 2997.6476 | Tn | Steel Scrap Low Value | -138 |  | -413675.3728 | 2997.6476 | Tn | Steel Scrap Low Value | -138 |  | -413675.3728 | 2997.6476 | Tn | Steel Scrap Low Value | -138 |  | -413675.3728 | 2997.6476 | Tn | Steel Scrap Low Value | -138 |  | -413675.3728 | #N/A | Tn | Steel Scrap Low Value | #N/A |  | #N/A
| -00~~S3.1006 | 000-00-00~~000-00-S3.1006 |  |  |  |  | 000- | 00- | S3.1006 | Salvage | [12 empty] | -1.25 | [5 empty] | -1 |  | E&C Qty, E&C Methodology | [10 empty] | T_M_1719 |  | SLVG | SLVG3 | SLVG | S3.1006 |  | Racking Table Salvage - Aluminum | [6 empty] | C |  | 233.2638 | Tn | Aluminum Scrap | -1302 |  | -303709.4126 | 221.9697 | Tn | Aluminum Scrap | -1302 |  | -289004.5462 | 86.3059 | Tn | Aluminum Scrap | -1302 |  | -112370.2267 | 89.9294 | Tn | Aluminum Scrap | -1302 |  | -117088.1164 | 92.3473 | Tn | Aluminum Scrap | -1302 |  | -120236.1567 | 231.0573 | Tn | Aluminum Scrap | -1302 |  | -300836.6222 | 89.9294 | Tn | Aluminum Scrap | -1302 |  | -117088.1164 | 93.3073 | Tn | Aluminum Scrap | -1302 |  | -121486.1307 | 89.9294 | Tn | Aluminum Scrap | -1302 |  | -117088.1164 | 89.9294 | Tn | Aluminum Scrap | -1302 |  | -117088.1164 | 89.9294 | Tn | Aluminum Scrap | -1302 |  | -117088.1164 | 89.9294 | Tn | Aluminum Scrap | -1302 |  | -117088.1164 | #N/A | Tn | Aluminum Scrap | #N/A |  | #N/A
| -00~~S3.1007 | 000-00-00~~000-00-S3.1007 |  |  |  |  | 000- | 00- | S3.1007 | Salvage | [12 empty] | -1.25 | [5 empty] | -1 |  | E&C Qty, E&C Methodology | [10 empty] | T_M_1720 |  | SLVG | SLVG3 | SLVG | S3.1007 |  | Pile Salvage | [6 empty] | C |  | 3792.7431 | Tn | Steel Scrap Low Value | -138 |  | -523398.5542 | 3682.7149 | Tn | Steel Scrap Low Value | -138 |  | -508214.6602 | 1754.105 | Tn | Steel Scrap Low Value | -138 |  | -242066.4935 | 1868.8794 | Tn | Steel Scrap Low Value | -138 |  | -257905.356 | 1919.0228 | Tn | Steel Scrap Low Value | -138 |  | -264825.1484 | 3779.3952 | Tn | Steel Scrap Low Value | -138 |  | -521556.5338 | 1868.8794 | Tn | Steel Scrap Low Value | -138 |  | -257905.356 | 1968.7016 | Tn | Steel Scrap Low Value | -138 |  | -271680.8161 | 1868.8794 | Tn | Steel Scrap Low Value | -138 |  | -257905.356 | 1868.8794 | Tn | Steel Scrap Low Value | -138 |  | -257905.356 | 1868.8794 | Tn | Steel Scrap Low Value | -138 |  | -257905.356 | 1868.8794 | Tn | Steel Scrap Low Value | -138 |  | -257905.356 | #VALUE! | Tn | Steel Scrap Low Value | #N/A |  | #N/A
[7 empty] | Header |  | SLVG4 | Salvage | [31 empty] | T_M_1721 |  | SLVG | SLVG4 |  | SLVG4 |  | COLLECTOR YARD SALVAGE
| -00~~S4.1001 | 000-00-00~~000-00-S4.1001 |  |  |  |  | 000- | 00- | S4.1001 | Salvage | [12 empty] | -1.25 | [5 empty] | -1 |  | E&C Qty, E&C Methodology | [10 empty] | T_M_1722 |  | SLVG | SLVG4 | SLVG | S4.1001 |  | Collector Yard Fencing Salvage | [6 empty] | C |  | 3.2524 | Tn | Steel Scrap Low Value | -276 |  | -897.6572 | 3.0004 | Tn | Steel Scrap Low Value | -276 |  | -828.1052 | 0.63 | Tn | Steel Scrap Low Value | -276 |  | -173.88 | 0.63 | Tn | Steel Scrap Low Value | -276 |  | -173.88 | 0.63 | Tn | Steel Scrap Low Value | -276 |  | -173.88 | 3.2524 | Tn | Steel Scrap Low Value | -276 |  | -897.6572 | 0.63 | Tn | Steel Scrap Low Value | -276 |  | -173.88 | 0.63 | Tn | Steel Scrap Low Value | -276 |  | -173.88 | 0.63 | Tn | Steel Scrap Low Value | -276 |  | -173.88 | 0.63 | Tn | Steel Scrap Low Value | -276 |  | -173.88 | 0.63 | Tn | Steel Scrap Low Value | -276 |  | -173.88 | 0.63 | Tn | Steel Scrap Low Value | -276 |  | -173.88 | #N/A | Tn | Steel Scrap Low Value | #N/A |  | #N/A
| -00~~S4.1002 | 000-00-00~~000-00-S4.1002 |  |  |  |  | 000- | 00- | S4.1002 | Salvage | [12 empty] | -1.25 | [5 empty] | -1 |  | E&C Qty, E&C Methodology | [10 empty] | T_M_1723 |  | SLVG | SLVG4 | SLVG | S4.1002 |  | Collector Yard Fence Post Salvage | [6 empty] | C |  | 3.0061 | Tn | Steel Scrap Low Value | -276 |  | -829.6918 | 2.7732 | Tn | Steel Scrap Low Value | -276 |  | -765.4058 | 0.5823 | Tn | Steel Scrap Low Value | -276 |  | -160.7148 | 0.5823 | Tn | Steel Scrap Low Value | -276 |  | -160.7148 | 0.5823 | Tn | Steel Scrap Low Value | -276 |  | -160.7148 | 3.0061 | Tn | Steel Scrap Low Value | -276 |  | -829.6918 | 0.5823 | Tn | Steel Scrap Low Value | -276 |  | -160.7148 | 0.5823 | Tn | Steel Scrap Low Value | -276 |  | -160.7148 | 0.5823 | Tn | Steel Scrap Low Value | -276 |  | -160.7148 | 0.5823 | Tn | Steel Scrap Low Value | -276 |  | -160.7148 | 0.5823 | Tn | Steel Scrap Low Value | -276 |  | -160.7148 | 0.5823 | Tn | Steel Scrap Low Value | -276 |  | -160.7148 | #N/A | Tn | Steel Scrap Low Value | #N/A |  | #N/A
| -00~~S4.1003 | 000-00-00~~000-00-S4.1003 |  |  |  |  | 000- | 00- | S4.1003 | Salvage | [12 empty] | -1.25 | [5 empty] | -1 |  | E&C Qty, E&C Methodology | [10 empty] | T_M_1724 |  | SLVG | SLVG4 | SLVG | S4.1003 |  | Collector Yard Steel Salvage | [6 empty] | C |  | 36.9715 | Tn | Steel Scrap Low Value | -276 |  | -10204.141 | 31.126 | Tn | Steel Scrap Low Value | -276 |  | -8590.783 | 3.688 | Tn | Steel Scrap Low Value | -276 |  | -1017.888 | 7.373 | Tn | Steel Scrap Low Value | -276 |  | -2034.948 | 7.373 | Tn | Steel Scrap Low Value | -276 |  | -2034.948 | 44.8274 | Tn | Steel Scrap Low Value | -276 |  | -12372.351 | 7.373 | Tn | Steel Scrap Low Value | -276 |  | -2034.948 | 6.298 | Tn | Steel Scrap Low Value | -276 |  | -1738.248 | 7.373 | Tn | Steel Scrap Low Value | -276 |  | -2034.948 | 7.373 | Tn | Steel Scrap Low Value | -276 |  | -2034.948 | 7.373 | Tn | Steel Scrap Low Value | -276 |  | -2034.948 | 7.373 | Tn | Steel Scrap Low Value | -276 |  | -2034.948 | #VALUE! | Tn | Steel Scrap Low Value | #N/A |  | #N/A
| -00~~S4.1004 | 000-00-00~~000-00-S4.1004 |  |  |  |  | 000- | 00- | S4.1004 | Salvage | [12 empty] | -1.25 | [5 empty] | -1 |  | E&C Qty, E&C Methodology | [10 empty] | T_M_1725 |  | SLVG | SLVG4 | SLVG | S4.1004 |  | Disconnect Switch Salvage | [6 empty] | C |  | 18 | Ea | Refurbish - Full Estimate Value Less Refurbish Costs | -8500 |  | -153000 | 14 | Ea | Refurbish - Full Estimate Value Less Refurbish Costs | -8500 |  | -119000 | 5 | Ea | Refurbish - Full Estimate Value Less Refurbish Costs | -5250 |  | -26250 | 5 | Ea | Refurbish - Full Estimate Value Less Refurbish Costs | -5250 |  | -26250 | 5 | Ea | Refurbish - Full Estimate Value Less Refurbish Costs | -5250 |  | -26250 | 17 | Ea | Refurbish - Full Estimate Value Less Refurbish Costs | -8500 |  | -144500 | 5 | Ea | Refurbish - Full Estimate Value Less Refurbish Costs | -5250 |  | -26250 | 5 | Ea | Refurbish - Full Estimate Value Less Refurbish Costs | -5250 |  | -26250 | 5 | Ea | Refurbish - Full Estimate Value Less Refurbish Costs | -5250 |  | -26250 | 5 | Ea | Refurbish - Full Estimate Value Less Refurbish Costs | -5250 |  | -26250 | 5 | Ea | Refurbish - Full Estimate Value Less Refurbish Costs | -5250 |  | -26250 | 5 | Ea | Refurbish - Full Estimate Value Less Refurbish Costs | -5250 |  | -26250 | #VALUE! | Ea | Refurbish - Full Estimate Value Less Refurbish Costs | #N/A |  | #N/A
| -00~~S4.1005 | 000-00-00~~000-00-S4.1005 |  |  |  |  | 000- | 00- | S4.1005 | Salvage | [12 empty] | -1.25 | [5 empty] | -1 |  | E&C Qty, E&C Methodology | [10 empty] | T_M_1726 |  | SLVG | SLVG4 | SLVG | S4.1005 |  | CCVT Salvage | [6 empty] | C |  | 3 | Ea | Refurbish - Full Estimate Value Less Refurbish Costs | -3166.6667 |  | -9500 | 3 | Ea | Refurbish - Full Estimate Value Less Refurbish Costs | -3166.6667 |  | -9500 | 0 | Ea | Refurbish - Full Estimate Value Less Refurbish Costs | -1575 |  | 0 | 0 | Ea | Refurbish - Full Estimate Value Less Refurbish Costs | -1575 |  | 0 | 0 | Ea | Refurbish - Full Estimate Value Less Refurbish Costs | -1575 |  | 0 | 3 | Ea | Refurbish - Full Estimate Value Less Refurbish Costs | -3166.6667 |  | -9500 | 0 | Ea | Refurbish - Full Estimate Value Less Refurbish Costs | -1575 |  | 0 | 0 | Ea | Refurbish - Full Estimate Value Less Refurbish Costs | -1575 |  | 0 | 0 | Ea | Refurbish - Full Estimate Value Less Refurbish Costs | -1575 |  | 0 | 0 | Ea | Refurbish - Full Estimate Value Less Refurbish Costs | -1575 |  | 0 | 0 | Ea | Refurbish - Full Estimate Value Less Refurbish Costs | -1575 |  | 0 | 0 | Ea | Refurbish - Full Estimate Value Less Refurbish Costs | -1575 |  | 0 | #VALUE! | Ea | Refurbish - Full Estimate Value Less Refurbish Costs | #N/A |  | #N/A
| -00~~S4.1006 | 000-00-00~~000-00-S4.1006 |  |  |  |  | 000- | 00- | S4.1006 | Salvage | [12 empty] | -1.25 | [5 empty] | -1 |  | E&C Qty, E&C Methodology | [10 empty] | T_M_1727 |  | SLVG | SLVG4 | SLVG | S4.1006 |  | Station Service Transformer Salvage | [6 empty] | C |  | 1 | Ea | Refurbish - Full Estimate Value Less Refurbish Costs | -1200 |  | -1200 | 1 | Ea | Refurbish - Full Estimate Value Less Refurbish Costs | -1200 |  | -1200 | 0 | Ea | Refurbish - Full Estimate Value Less Refurbish Costs | -1260 |  | 0 | 0 | Ea | Refurbish - Full Estimate Value Less Refurbish Costs | -1260 |  | 0 | 0 | Ea | Refurbish - Full Estimate Value Less Refurbish Costs | -1260 |  | 0 | 1 | Ea | Refurbish - Full Estimate Value Less Refurbish Costs | -1200 |  | -1200 | 0 | Ea | Refurbish - Full Estimate Value Less Refurbish Costs | -1260 |  | 0 | 0 | Ea | Refurbish - Full Estimate Value Less Refurbish Costs | -1260 |  | 0 | 0 | Ea | Refurbish - Full Estimate Value Less Refurbish Costs | -1260 |  | 0 | 0 | Ea | Refurbish - Full Estimate Value Less Refurbish Costs | -1260 |  | 0 | 0 | Ea | Refurbish - Full Estimate Value Less Refurbish Costs | -1260 |  | 0 | 0 | Ea | Refurbish - Full Estimate Value Less Refurbish Costs | -1260 |  | 0 | 1 | Ea | Refurbish - Full Estimate Value Less Refurbish Costs | #N/A |  | #N/A
| -00~~S4.1007 | 000-00-00~~000-00-S4.1007 |  |  |  |  | 000- | 00- | S4.1007 | Salvage | [12 empty] | -1.25 | [5 empty] | -1 |  | E&C Qty, E&C Methodology | [10 empty] | T_M_1728 |  | SLVG | SLVG4 | SLVG | S4.1007 |  | Potential Metering Transformer Salvage | [6 empty] | C |  | 0 | Ea | Refurbish - Full Estimate Value Less Refurbish Costs | -7500 |  | 0 | 0 | Ea | Refurbish - Full Estimate Value Less Refurbish Costs | -7500 |  | 0 | 0 | Ea | Refurbish - Full Estimate Value Less Refurbish Costs | -4725 |  | 0 | 0 | Ea | Refurbish - Full Estimate Value Less Refurbish Costs | -4725 |  | 0 | 0 | Ea | Refurbish - Full Estimate Value Less Refurbish Costs | -4725 |  | 0 | 0 | Ea | Refurbish - Full Estimate Value Less Refurbish Costs | -7500 |  | 0 | 0 | Ea | Refurbish - Full Estimate Value Less Refurbish Costs | -4725 |  | 0 | 0 | Ea | Refurbish - Full Estimate Value Less Refurbish Costs | -4725 |  | 0 | 0 | Ea | Refurbish - Full Estimate Value Less Refurbish Costs | -4725 |  | 0 | 0 | Ea | Refurbish - Full Estimate Value Less Refurbish Costs | -4725 |  | 0 | 0 | Ea | Refurbish - Full Estimate Value Less Refurbish Costs | -4725 |  | 0 | 0 | Ea | Refurbish - Full Estimate Value Less Refurbish Costs | -4725 |  | 0 | 0 | Ea | Refurbish - Full Estimate Value Less Refurbish Costs | #N/A |  | #N/A
| -00~~S4.1008 | 000-00-00~~000-00-S4.1008 |  |  |  |  | 000- | 00- | S4.1008 | Salvage | [12 empty] | -1.25 | [5 empty] | -1 |  | E&C Qty, E&C Methodology | [10 empty] | T_M_1729 |  | SLVG | SLVG4 | SLVG | S4.1008 |  | Current Metering Transformer Salvage | [6 empty] | C |  | 0 | Ea | Refurbish - Full Estimate Value Less Refurbish Costs | -7500 |  | 0 | 0 | Ea | Refurbish - Full Estimate Value Less Refurbish Costs | -7500 |  | 0 | 0 | Ea | Refurbish - Full Estimate Value Less Refurbish Costs | -4725 |  | 0 | 0 | Ea | Refurbish - Full Estimate Value Less Refurbish Costs | -4725 |  | 0 | 0 | Ea | Refurbish - Full Estimate Value Less Refurbish Costs | -4725 |  | 0 | 0 | Ea | Refurbish - Full Estimate Value Less Refurbish Costs | -7500 |  | 0 | 0 | Ea | Refurbish - Full Estimate Value Less Refurbish Costs | -4725 |  | 0 | 0 | Ea | Refurbish - Full Estimate Value Less Refurbish Costs | -4725 |  | 0 | 0 | Ea | Refurbish - Full Estimate Value Less Refurbish Costs | -4725 |  | 0 | 0 | Ea | Refurbish - Full Estimate Value Less Refurbish Costs | -4725 |  | 0 | 0 | Ea | Refurbish - Full Estimate Value Less Refurbish Costs | -4725 |  | 0 | 0 | Ea | Refurbish - Full Estimate Value Less Refurbish Costs | -4725 |  | 0 | 0 | Ea | Refurbish - Full Estimate Value Less Refurbish Costs | #N/A |  | #N/A
| -00~~S4.1009 | 000-00-00~~000-00-S4.1009 |  |  |  |  | 000- | 00- | S4.1009 | Salvage | [12 empty] | -1.25 | [5 empty] | -1 |  | E&C Qty, E&C Methodology | [10 empty] | T_M_1730 |  | SLVG | SLVG4 | SLVG | S4.1009 |  | Ground Cable Salvage | [6 empty] | C |  | 2.1401 | Tn | Copper Cable Scrap | -5062 |  | -10832.9334 | 1.9278 | Tn | Copper Cable Scrap | -5062 |  | -9758.4732 | 0.25846 | Tn | Copper Cable Scrap | -5062 |  | -1308.3229 | 0.25846 | Tn | Copper Cable Scrap | -5062 |  | -1308.3229 | 0.25846 | Tn | Copper Cable Scrap | -5062 |  | -1308.3229 | 2.1401 | Tn | Copper Cable Scrap | -5062 |  | -10832.9334 | 0.25846 | Tn | Copper Cable Scrap | -5062 |  | -1308.3229 | 0.16154 | Tn | Copper Cable Scrap | -5062 |  | -817.7018 | 0.25846 | Tn | Copper Cable Scrap | -5062 |  | -1308.3229 | 0.25846 | Tn | Copper Cable Scrap | -5062 |  | -1308.3229 | 0.25846 | Tn | Copper Cable Scrap | -5062 |  | -1308.3229 | 0.25846 | Tn | Copper Cable Scrap | -5062 |  | -1308.3229 | #N/A | Tn | Copper Cable Scrap | #N/A |  | #N/A
| -00~~S4.1010 | 000-00-00~~000-00-S4.1010 |  |  |  |  | 000- | 00- | S4.1010 | Salvage | [12 empty] | -1.25 | [5 empty] | -1 |  | E&C Qty, E&C Methodology | [10 empty] | T_M_1731 |  | SLVG | SLVG4 | SLVG | S4.1010 |  | Circuit Breaker Salvage | [6 empty] | C |  | 6 | Ea | Refurbish - Full Estimate Value Less Refurbish Costs | -32000 |  | -192000 | 4 | Ea | Refurbish - Full Estimate Value Less Refurbish Costs | -32000 |  | -128000 | 1 | Ea | Refurbish - Full Estimate Value Less Refurbish Costs | -8137.5 |  | -8137.5 | 2 | Ea | Refurbish - Full Estimate Value Less Refurbish Costs | -8137.5 |  | -16275 | 2 | Ea | Refurbish - Full Estimate Value Less Refurbish Costs | -8137.5 |  | -16275 | 8 | Ea | Refurbish - Full Estimate Value Less Refurbish Costs | -32000 |  | -256000 | 2 | Ea | Refurbish - Full Estimate Value Less Refurbish Costs | -8137.5 |  | -16275 | 2 | Ea | Refurbish - Full Estimate Value Less Refurbish Costs | -8137.5 |  | -16275 | 2 | Ea | Refurbish - Full Estimate Value Less Refurbish Costs | -8137.5 |  | -16275 | 2 | Ea | Refurbish - Full Estimate Value Less Refurbish Costs | -8137.5 |  | -16275 | 2 | Ea | Refurbish - Full Estimate Value Less Refurbish Costs | -8137.5 |  | -16275 | 2 | Ea | Refurbish - Full Estimate Value Less Refurbish Costs | -8137.5 |  | -16275 | #VALUE! | Ea | Refurbish - Full Estimate Value Less Refurbish Costs | #N/A |  | #N/A
| -00~~S4.1011 | 000-00-00~~000-00-S4.1011 |  |  |  |  | 000- | 00- | S4.1011 | Salvage | [12 empty] | -1.25 | [5 empty] | -1 |  | E&C Qty, E&C Methodology | [10 empty] | T_M_1732 |  | SLVG | SLVG4 | SLVG | S4.1011 |  | Main Transformer Salvage | [6 empty] | C |  | 1 | Ea | Resell | -1979409.1365 |  | -1979409.1365 | 1 | Ea | Resell | -1979409.1365 |  | -1979409.1365 | 0 | Ea | Resell | 0 |  | 0 | 0 | Ea | Resell | 0 |  | 0 | 0 | Ea | Resell | 0 |  | 0 | 1 | Ea | Resell | -1979409.1365 |  | -1979409.1365 | 0 | Ea | Resell | 0 |  | 0 | 0 | Ea | Resell | 0 |  | 0 | 0 | Ea | Resell | 0 |  | 0 | 0 | Ea | Resell | 0 |  | 0 | 0 | Ea | Resell | 0 |  | 0 | 0 | Ea | Resell | 0 |  | 0 |  | Ea | Resell | #VALUE! |  | #VALUE!
| -00~~S4.1012 | 000-00-00~~000-00-S4.1012 |  |  |  |  | 000- | 00- | S4.1012 | Salvage | [12 empty] | -1.25 | [5 empty] | -1 |  | E&C Qty, E&C Methodology | [10 empty] | T_M_1733 |  | SLVG | SLVG4 | SLVG | S4.1012 |  | Capacitor Bank Salvage | [6 empty] | C |  | 2 | Ea | Refurbish - Full Estimate Value Less Refurbish Costs | -16500 |  | -33000 | 0 | Ea | Refurbish - Full Estimate Value Less Refurbish Costs | 0 |  | 0 | 0 | Ea | Refurbish - Full Estimate Value Less Refurbish Costs | 0 |  | 0 | 0 | Ea | Refurbish - Full Estimate Value Less Refurbish Costs | 0 |  | 0 | 0 | Ea | Refurbish - Full Estimate Value Less Refurbish Costs | 0 |  | 0 | 2 | Ea | Refurbish - Full Estimate Value Less Refurbish Costs | -16500 |  | -33000 | 0 | Ea | Refurbish - Full Estimate Value Less Refurbish Costs | 0 |  | 0 | 0 | Ea | Refurbish - Full Estimate Value Less Refurbish Costs | 0 |  | 0 | 0 | Ea | Refurbish - Full Estimate Value Less Refurbish Costs | 0 |  | 0 | 0 | Ea | Refurbish - Full Estimate Value Less Refurbish Costs | 0 |  | 0 | 0 | Ea | Refurbish - Full Estimate Value Less Refurbish Costs | 0 |  | 0 | 0 | Ea | Refurbish - Full Estimate Value Less Refurbish Costs | 0 |  | 0 | #VALUE! | Ea | Refurbish - Full Estimate Value Less Refurbish Costs | #VALUE! |  | #VALUE!
| -00~~S4.1013 | 000-00-00~~000-00-S4.1013 |  |  |  |  | 000- | 00- | S4.1013 | Salvage | [12 empty] | -1.25 | [5 empty] | -1 |  | E&C Qty, E&C Methodology | [10 empty] | T_M_1734 |  | SLVG | SLVG4 | SLVG | S4.1013 |  | Reactor Bank Salvage | [6 empty] | C |  | 0 | Ea | Refurbish - Full Estimate Value Less Refurbish Costs | 0 |  | 0 | 0 | Ea | Refurbish - Full Estimate Value Less Refurbish Costs | 0 |  | 0 | 0 | Ea | Refurbish - Full Estimate Value Less Refurbish Costs | 0 |  | 0 | 0 | Ea | Refurbish - Full Estimate Value Less Refurbish Costs | 0 |  | 0 | 0 | Ea | Refurbish - Full Estimate Value Less Refurbish Costs | 0 |  | 0 | 0 | Ea | Refurbish - Full Estimate Value Less Refurbish Costs | 0 |  | 0 | 0 | Ea | Refurbish - Full Estimate Value Less Refurbish Costs | 0 |  | 0 | 0 | Ea | Refurbish - Full Estimate Value Less Refurbish Costs | 0 |  | 0 | 0 | Ea | Refurbish - Full Estimate Value Less Refurbish Costs | 0 |  | 0 | 0 | Ea | Refurbish - Full Estimate Value Less Refurbish Costs | 0 |  | 0 | 0 | Ea | Refurbish - Full Estimate Value Less Refurbish Costs | 0 |  | 0 | 0 | Ea | Refurbish - Full Estimate Value Less Refurbish Costs | 0 |  | 0 | 0 | Ea | Refurbish - Full Estimate Value Less Refurbish Costs | #N/A |  | #N/A
[7 empty] | Header |  | SLVG5 | Salvage | [31 empty] | T_M_1735 |  | SLVG | SLVG5 |  | SLVG5 |  | OVERHEAD COLLECTION SALVAGE
| -00~~S5.1001 | 000-00-00~~000-00-S5.1001 |  |  |  |  | 000- | 00- | S5.1001 | Salvage | [12 empty] | -1.25 | [5 empty] | -1 |  | E&C Qty, E&C Methodology | [10 empty] | T_M_1736 |  | SLVG | SLVG5 | SLVG | S5.1001 |  | Structure Salvage | [6 empty] | C |  | 0 | Tn | Steel Scrap Low Value | -276 |  | 0 | 0 | Tn | Steel Scrap Low Value | -276 |  | 0 | 0 | Tn | Steel Scrap Low Value | -276 |  | 0 | 0 | Tn | Steel Scrap Low Value | -276 |  | 0 | 0 | Tn | Steel Scrap Low Value | -276 |  | 0 | 0 | Tn | Steel Scrap Low Value | -276 |  | 0 | 0 | Tn | Steel Scrap Low Value | -276 |  | 0 | 0 | Tn | Steel Scrap Low Value | -276 |  | 0 | 0 | Tn | Steel Scrap Low Value | -276 |  | 0 | 0 | Tn | Steel Scrap Low Value | -276 |  | 0 | 0 | Tn | Steel Scrap Low Value | -276 |  | 0 | 0 | Tn | Steel Scrap Low Value | -276 |  | 0 | 0 | Tn | Steel Scrap Low Value | #N/A |  | #N/A
| -00~~S5.1002 | 000-00-00~~000-00-S5.1002 |  |  |  |  | 000- | 00- | S5.1002 | Salvage | [12 empty] | -1.25 | [5 empty] | -1 |  | E&C Qty, E&C Methodology | [10 empty] | T_M_1737 |  | SLVG | SLVG5 | SLVG | S5.1002 |  | Cable Salvage - Steel | [6 empty] | C |  | 0 | Tn | Steel Scrap Low Value | -276 |  | 0 | 0 | Tn | Steel Scrap Low Value | -276 |  | 0 | 0 | Tn | Steel Scrap Low Value | -276 |  | 0 | 0 | Tn | Steel Scrap Low Value | -276 |  | 0 | 0 | Tn | Steel Scrap Low Value | -276 |  | 0 | 0 | Tn | Steel Scrap Low Value | -276 |  | 0 | 0 | Tn | Steel Scrap Low Value | -276 |  | 0 | 0 | Tn | Steel Scrap Low Value | -276 |  | 0 | 0 | Tn | Steel Scrap Low Value | -276 |  | 0 | 0 | Tn | Steel Scrap Low Value | -276 |  | 0 | 0 | Tn | Steel Scrap Low Value | -276 |  | 0 | 0 | Tn | Steel Scrap Low Value | -276 |  | 0 | 0 | Tn | Steel Scrap Low Value | #N/A |  | #N/A
| -00~~S5.1003 | 000-00-00~~000-00-S5.1003 |  |  |  |  | 000- | 00- | S5.1003 | Salvage | [12 empty] | -1.25 | [5 empty] | -1 |  | E&C Qty, E&C Methodology | [10 empty] | T_M_1738 |  | SLVG | SLVG5 | SLVG | S5.1003 |  | Cable Salvage - Aluminum | [6 empty] | C |  | 0 | Tn | Aluminum Cable Scrap | -911 |  | 0 | 0 | Tn | Aluminum Cable Scrap | -911 |  | 0 | 0 | Tn | Aluminum Cable Scrap | -911 |  | 0 | 0 | Tn | Aluminum Cable Scrap | -911 |  | 0 | 0 | Tn | Aluminum Cable Scrap | -911 |  | 0 | 0 | Tn | Aluminum Cable Scrap | -911 |  | 0 | 0 | Tn | Aluminum Cable Scrap | -911 |  | 0 | 0 | Tn | Aluminum Cable Scrap | -911 |  | 0 | 0 | Tn | Aluminum Cable Scrap | -911 |  | 0 | 0 | Tn | Aluminum Cable Scrap | -911 |  | 0 | 0 | Tn | Aluminum Cable Scrap | -911 |  | 0 | 0 | Tn | Aluminum Cable Scrap | -911 |  | 0 | 0 | Tn | Aluminum Cable Scrap | #N/A |  | #N/A
| -00~~S5.1004 | 000-00-00~~000-00-S5.1004 |  |  |  |  | 000- | 00- | S5.1004 | Salvage | [12 empty] | -1.25 | [5 empty] | -1 |  | E&C Qty, E&C Methodology | [10 empty] | T_M_1739 |  | SLVG | SLVG5 | SLVG | S5.1004 |  | Assembly & Arm Salvage | [6 empty] | C |  | 0 | Tn | Steel Scrap Low Value | -276 |  | 0 | 0 | Tn | Steel Scrap Low Value | -276 |  | 0 | 0 | Tn | Steel Scrap Low Value | -276 |  | 0 | 0 | Tn | Steel Scrap Low Value | -276 |  | 0 | 0 | Tn | Steel Scrap Low Value | -276 |  | 0 | 0 | Tn | Steel Scrap Low Value | -276 |  | 0 | 0 | Tn | Steel Scrap Low Value | -276 |  | 0 | 0 | Tn | Steel Scrap Low Value | -276 |  | 0 | 0 | Tn | Steel Scrap Low Value | -276 |  | 0 | 0 | Tn | Steel Scrap Low Value | -276 |  | 0 | 0 | Tn | Steel Scrap Low Value | -276 |  | 0 | 0 | Tn | Steel Scrap Low Value | -276 |  | 0 | 0 | Tn | Steel Scrap Low Value | #N/A |  | #N/A
[42 empty] | T_M_1740 |  |  |  | - | 1417 |  | - |  |  | - | - | - | - |  |  | - | - |  | - |  | - | - | - |  | - |  | - | - | - |  | - |  | - | - | - |  | - |  | - | - | - |  | - |  | - | - | - |  | - |  | - | - | - |  | - |  | - | - | - |  | - |  | - | - | - |  | - |  | - | - | - |  | - |  | - | - | - |  | - |  | - | - | - |  | - |  | - | - | - |  | - |  | -
[7 empty] | Header |  | SalvTotal | [32 empty] | T_M_1741 |  |  |  |  | SalvTotal | [15 empty] | -6866207.0707 | [5 empty] | -6527553.6862 | [5 empty] | -1826856.2155 | [5 empty] | -1916584.4786 | [5 empty] | -1950152.9917 | [5 empty] | -6873106.7827 | [5 empty] | -1914127.3668 | [5 empty] | -1978868.1711 | [5 empty] | -1914127.3668 | [5 empty] | -1898244.9213 | [5 empty] | -1914127.3668 | [5 empty] | -1898244.9213 | [5 empty] | #N/A
[42 empty] | T_M_1742 |  |  |  |  | 1419
[42 empty] | T_M_1743 |  |  |  |  | 1420 | [15 empty] | NEER | [5 empty] | NEER | [5 empty] | NEER | [5 empty] | NEER | [5 empty] | NEER | [5 empty] | NEER | [5 empty] | NEER | [5 empty] | NEER | [5 empty] | NEER | [5 empty] | NEER | [5 empty] | NEER | [5 empty] | NEER | [5 empty] | NEER
[7 empty] | Header |  | AROTotal | [32 empty] | T_M_1744 |  |  |  |  | AROTotal | [14 empty] | Total Solar Prj. ARO Cost: | 3179386.9856 |  |  |  |  | Total Solar Prj. ARO Cost: | 2858866.8183 |  |  |  |  | Total Solar Prj. ARO Cost: | 3412296.936 |  |  |  |  | Total Solar Prj. ARO Cost: | 4143556.5415 |  |  |  |  | Total Solar Prj. ARO Cost: | 4227370.876 |  |  |  |  | Total Solar Prj. ARO Cost: | 3945024.4164 |  |  |  |  | Total Solar Prj. ARO Cost: | 3991883.301 |  |  |  |  | Total Solar Prj. ARO Cost: | 3937459.9253 |  |  |  |  | Total Solar Prj. ARO Cost: | 4118628.0467 |  |  |  |  | Total Solar Prj. ARO Cost: | 4188681.384 |  |  |  |  | Total Solar Prj. ARO Cost: | 4108968.7076 |  |  |  |  | Total Solar Prj. ARO Cost: | 4137097.0946 |  |  |  |  | Total Solar Prj. ARO Cost: | #N/A
[42 empty] | T_M_1745 |  |  |  |  | 1422
[42 empty] | T_M_1746 |  |  |  |  | 1423 | [8 empty] | C |  |  |  |  | CAD |  | 0 |  |  |  | CAD |  | 0 |  |  |  | CAD |  | 0 |  |  |  | CAD |  | 0 |  |  |  | CAD |  | 0 |  |  |  | CAD |  | 0 |  |  |  | CAD |  | 0 |  |  |  | CAD |  | 0 |  |  |  | CAD |  | 0 |  |  |  | CAD |  | 0 |  |  |  | CAD |  | 0 |  |  |  | CAD |  | 0 |  |  |  | CAD |  | #N/A
[42 empty] | T_M_1747 |  |  |  |  | 1424 | [8 empty] | US |  |  |  |  | USD |  | 3179386.9856 |  |  |  | USD |  | 2858866.8183 |  |  |  | USD |  | 3412296.936 |  |  |  | USD |  | 4143556.5415 |  |  |  | USD |  | 4227370.876 |  |  |  | USD |  | 3945024.4164 |  |  |  | USD |  | 3991883.301 |  |  |  | USD |  | 3937459.9253 |  |  |  | USD |  | 4118628.0467 |  |  |  | USD |  | 4188681.384 |  |  |  | USD |  | 4108968.7076 |  |  |  | USD |  | 4137097.0946 |  |  |  | USD |  | #N/A
[42 empty] | T_M_1748 |  |  |  |  | 1425 | [13 empty] | Check |  | 0 |  |  |  | Check |  | 0 |  |  |  | Check |  | 0 |  |  |  | Check |  | 0 |  |  |  | Check |  | 0 |  |  |  | Check |  | 0 |  |  |  | Check |  | 0 |  |  |  | Check |  | 0 |  |  |  | Check |  | 0 |  |  |  | Check |  | 0 |  |  |  | Check |  | 0 |  |  |  | Check |  | 0 |  |  |  | Check |  | #N/A
[42 empty] | T_M_1749 |  |  |  |  | 1426 | [13 empty] | Canada |  | 0% |  |  |  | Canada |  | 0% |  |  |  | Canada |  | 0% |  |  |  | Canada |  | 0% |  |  |  | Canada |  | 0% |  |  |  | Canada |  | 0% |  |  |  | Canada |  | 0% |  |  |  | Canada |  | 0% |  |  |  | Canada |  | 0% |  |  |  | Canada |  | 0% |  |  |  | Canada |  | 0% |  |  |  | Canada |  | 0% |  |  |  | Canada |  | #N/A
[42 empty] | T_M_1750 |  |  |  |  | 1427 | [13 empty] | USD |  | 100% |  |  |  | USD |  | 100% |  |  |  | USD |  | 100% |  |  |  | USD |  | 100% |  |  |  | USD |  | 100% |  |  |  | USD |  | 100% |  |  |  | USD |  | 100% |  |  |  | USD |  | 100% |  |  |  | USD |  | 100% |  |  |  | USD |  | 100% |  |  |  | USD |  | 100% |  |  |  | USD |  | 100% |  |  |  | USD |  | #N/A
[42 empty] | T_M_1753 |  |  |  |  | 1428
[42 empty] | T_M_1754 |  |  |  |  | 1429
[42 empty] | T_M_1755 |  |  |  |  | 1430
[42 empty] | T_M_1756 |  |  |  |  | 1431
[42 empty] | T_M_1757 |  |  |  |  | 1432
[42 empty] | T_M_1758 |  |  |  |  | 1433
T_M_1942
T_M_1943
[42 empty] | T_M_1944 | [6 empty] | SOLAR DETAIL COST SUMMARY FOR ASSUMPTION TAB
[42 empty] | T_M_1945 | [5 empty] | 1 | EPC Engineering | [10 empty] | 1744979.0125 | [5 empty] | 1604979.0125 | [5 empty] | 1027898.8305 | [5 empty] | 1083898.8305 | [5 empty] | 1083898.8305 | [5 empty] | 1744979.0125 | [5 empty] | 1083898.8305 | [5 empty] | 1083898.8305 | [5 empty] | 1083898.8305 | [5 empty] | 1083898.8305 | [5 empty] | 1083898.8305 | [5 empty] | 1083898.8305 | [5 empty] | #VALUE!
[42 empty] | T_M_1946 | [5 empty] | 1.3 | SS Engineering | [10 empty] | 700000 | [5 empty] | 650000 | [5 empty] | 10000 | [5 empty] | 60000 | [5 empty] | 60000 | [5 empty] | 700000 | [5 empty] | 60000 | [5 empty] | 60000 | [5 empty] | 60000 | [5 empty] | 60000 | [5 empty] | 60000 | [5 empty] | 60000 | [5 empty] | #N/A
[42 empty] | T_M_1947 | [5 empty] | 1.4 | Tee Line Engineering | [10 empty] | 0 | [5 empty] | 0 | [5 empty] | 0 | [5 empty] | 0 | [5 empty] | 0 | [5 empty] | 0 | [5 empty] | 0 | [5 empty] | 0 | [5 empty] | 0 | [5 empty] | 0 | [5 empty] | 0 | [5 empty] | 0 | [5 empty] | 0
[42 empty] | T_M_1948 | [6 empty] | NEER Mtl's (AC collection) | [10 empty] | 0 | [5 empty] | 0 | [5 empty] | 0 | [5 empty] | 0 | [5 empty] | 0 | [5 empty] | 0 | [5 empty] | 0 | [5 empty] | 0 | [5 empty] | 0 | [5 empty] | 0 | [5 empty] | 0 | [5 empty] | 0 | [5 empty] | 0
[42 empty] | T_M_1949 | [5 empty] | 5.6 | EPC SCADA | [10 empty] | 510000 | [5 empty] | 510000 | [5 empty] | 212500 | [5 empty] | 212500 | [5 empty] | 212500 | [5 empty] | 510000 | [5 empty] | 212500 | [5 empty] | 204000 | [5 empty] | 212500 | [5 empty] | 204000 | [5 empty] | 212500 | [5 empty] | 204000 | [5 empty] | #N/A
[42 empty] | T_M_1950 | [5 empty] | 5.7 | NEE SCADA | [10 empty] | 413000 | [5 empty] | 413000 | [5 empty] | 292000 | [5 empty] | 292000 | [5 empty] | 292000 | [5 empty] | 413000 | [5 empty] | 292000 | [5 empty] | 147000 | [5 empty] | 292000 | [5 empty] | 292000 | [5 empty] | 292000 | [5 empty] | 292000 | [5 empty] | #N/A
[42 empty] | T_M_1951 | [5 empty] | 7 | Substation Materials | [10 empty] | 1334735.6566 | [5 empty] | 1049189.2076 | [5 empty] | 168489.9922 | [5 empty] | 222875.3017 | [5 empty] | 222875.3017 | [5 empty] | 971069.3108 | [5 empty] | 222875.3017 | [5 empty] | 208601.211 | [5 empty] | 222875.3017 | [5 empty] | 222875.3017 | [5 empty] | 222875.3017 | [5 empty] | 222875.3017 | [5 empty] | #N/A
[42 empty] | T_M_1952 | [5 empty] | 7.1 | Main Transformer | [10 empty] | 6432706.635 | [5 empty] | 5738529.66 | [5 empty] | 0 | [5 empty] | 0 | [5 empty] | 0 | [5 empty] | 0 | [5 empty] | 0 | [5 empty] | 0 | [5 empty] | 0 | [5 empty] | 0 | [5 empty] | 0 | [5 empty] | 0 | [5 empty] | #VALUE!
[42 empty] | T_M_1953 | [6 empty] | NEER Mtl's (PV Equipment)
[42 empty] | T_M_1954 | [5 empty] | 89 | PV Panels (Material Costs) | [10 empty] | 87332000 | [5 empty] | 87332000 | [5 empty] | 33809226.3621 | [5 empty] | 33809226.3621 | [5 empty] | 34659575.2129 | [5 empty] | 87332000 | [5 empty] | 34146971.8166 | [5 empty] | 36017052.136 | [5 empty] | 33809226.3621 | [5 empty] | 33809226.3621 | [5 empty] | 33809226.3621 | [5 empty] | 33809226.3621 | [5 empty] | #N/A
[42 empty] | T_M_1955 | [5 empty] | 5.1 | PCU / Inverters / Transformers (Material Costs) | [10 empty] | 14210000 | [5 empty] | 14210000 | [5 empty] | 5747700 | [5 empty] | 5747700 | [5 empty] | 5747700 | [5 empty] | 14210000 | [5 empty] | 5747700 | [5 empty] | 5497800 | [5 empty] | 5747700 | [5 empty] | 5497800 | [5 empty] | 5747700 | [5 empty] | 5497800 | [5 empty] | #N/A
[42 empty] | T_M_1956 | [5 empty] | 5.1298 | PCU (Storage Dbl Handling) | [10 empty] | 0 | [5 empty] | 0 | [5 empty] | 0 | [5 empty] | 0 | [5 empty] | 0 | [5 empty] | 0 | [5 empty] | 0 | [5 empty] | 0 | [5 empty] | 0 | [5 empty] | 0 | [5 empty] | 0 | [5 empty] | 0 | [5 empty] | #VALUE!
[42 empty] | T_M_1957 | [6 empty] | EPC Labor & Mtl's
[42 empty] | T_M_1958 | [5 empty] | 2 | Roads | [10 empty] | 1173632.6091 | [5 empty] | 964556.5298 | [5 empty] | 678685.3176 | [5 empty] | 926439.3197 | [5 empty] | 949496.2361 | [5 empty] | 1176444.1754 | [5 empty] | 836838.3554 | [5 empty] | 702442.7159 | [5 empty] | 919995.5066 | [5 empty] | 951794.0999 | [5 empty] | 919995.5066 | [5 empty] | 823904.2045 | [5 empty] | #N/A
[42 empty] | T_M_1959 | [5 empty] | 2.5 | Offsite Road Repair | [10 empty] | 872487.046 | [5 empty] | 41497.9609 | [5 empty] | 46993.1817 | [5 empty] | 652487.1888 | [5 empty] | 667732.6665 | [5 empty] | 566785.556 | [5 empty] | 597049.0879 | [5 empty] | 484215.6251 | [5 empty] | 652487.1888 | [5 empty] | 681592.1917 | [5 empty] | 652487.1888 | [5 empty] | 681592.1917 | [5 empty] | #N/A
[42 empty] | T_M_1960 | [5 empty] | 2.7 | Dust Control \ Water | [10 empty] | 2284675.7002 | [5 empty] | 2244678.9536 | [5 empty] | 1176944.7716 | [5 empty] | 2152216.9529 | [5 empty] | 2271688.1705 | [5 empty] | 4016289.3032 | [5 empty] | 1717562.5533 | [5 empty] | 997601.2358 | [5 empty] | 2151977.8873 | [5 empty] | 2379605.9719 | [5 empty] | 2151977.8873 | [5 empty] | 2374861.2548 | [5 empty] | #N/A
[42 empty] | T_M_1961 | [5 empty] | 3 | Civil Other | [10 empty] | 10569472.3653 | [5 empty] | 1279011.3612 | [5 empty] | 1005736.076 | [5 empty] | 3524528.9109 | [5 empty] | 3524677.7661 | [5 empty] | 5171566.4025 | [5 empty] | 3458816.611 | [5 empty] | 4281457.6651 | [5 empty] | 3458816.611 | [5 empty] | 3457408.7836 | [5 empty] | 3458816.611 | [5 empty] | 3457408.7836 | [5 empty] | #N/A
[42 empty] | T_M_1962 | [5 empty] | 5 | AC Collection Cable & Equipment | [10 empty] | 3169312.0813 | [5 empty] | 1837494.6816 | [5 empty] | 696641.8367 | [5 empty] | 1234578.2939 | [5 empty] | 1234608.0325 | [5 empty] | 1928127.6103 | [5 empty] | 1221322.0961 | [5 empty] | 633709.4222 | [5 empty] | 1221322.0961 | [5 empty] | 709333.3275 | [5 empty] | 1221322.0961 | [5 empty] | 709333.3275 | [5 empty] | #N/A
[42 empty] | T_M_1963 | [5 empty] | 6 | Collection Installation | [10 empty] | 3666682.1565 | [5 empty] | 2544041.8239 | [5 empty] | 1403524.5916 | [5 empty] | 1912803.6053 | [5 empty] | 1912830.2248 | [5 empty] | 2528548.0233 | [5 empty] | 1900502.3445 | [5 empty] | 1119814.5055 | [5 empty] | 1900502.3445 | [5 empty] | 1480047.7826 | [5 empty] | 1900502.3445 | [5 empty] | 1480047.7826 | [5 empty] | #VALUE!
[42 empty] | T_M_1964 | [5 empty] | 8 | Substation Installation | [10 empty] | 2979740.2569 | [5 empty] | 1551468.4675 | [5 empty] | 359192.1 | [5 empty] | 471981.1802 | [5 empty] | 471981.1802 | [5 empty] | 1886568.1473 | [5 empty] | 471981.1802 | [5 empty] | 455730.068 | [5 empty] | 471981.1802 | [5 empty] | 471981.1802 | [5 empty] | 471981.1802 | [5 empty] | 471981.1802 | [5 empty] | #N/A
[42 empty] | T_M_1965 | [5 empty] | 18 | DC Wiring (Material Costs) | [10 empty] | 10403983.925 | [5 empty] | 10216774.8322 | [5 empty] | 4302818.2778 | [5 empty] | 4718315.6446 | [5 empty] | 4792513.5192 | [5 empty] | 11110618.1291 | [5 empty] | 4683722.219 | [5 empty] | 4866224.1933 | [5 empty] | 4683722.219 | [5 empty] | 4718126.4373 | [5 empty] | 4683722.219 | [5 empty] | 4718126.4373 | [5 empty] | #VALUE!
[42 empty] | T_M_1966 | [5 empty] | 18.5 | DC Wiring (Labor Costs) | [10 empty] | 7779350.8966 | [5 empty] | 7609674.4906 | [5 empty] | 4148257.5185 | [5 empty] | 4351214.3122 | [5 empty] | 4428955.028 | [5 empty] | 7915011.9245 | [5 empty] | 4317468.5364 | [5 empty] | 4502378.8247 | [5 empty] | 4317468.5364 | [5 empty] | 4346131.5975 | [5 empty] | 4317468.5364 | [5 empty] | 4346131.5975 | [5 empty] | #VALUE!
[42 empty] | T_M_1967 | [5 empty] | 13 | O & M Building | [10 empty] | 0 | [5 empty] | 0 | [5 empty] | 0 | [5 empty] | 1005128.7671 | [5 empty] | 1005128.7671 | [5 empty] | 0 | [5 empty] | 2699407.0468 | [5 empty] | 2699407.0468 | [5 empty] | 2699407.0468 | [5 empty] | 2699407.0468 | [5 empty] | 1005128.7671 | [5 empty] | 1005128.7671 | [5 empty] | #N/A
[42 empty] | T_M_1968 | [5 empty] | 13.1 | MET Station | [10 empty] | 126915.019 | [5 empty] | 126915.019 | [5 empty] | 155677.2501 | [5 empty] | 155677.2501 | [5 empty] | 155677.2501 | [5 empty] | 126915.019 | [5 empty] | 155677.2501 | [5 empty] | 155677.2501 | [5 empty] | 155677.2501 | [5 empty] | 155677.2501 | [5 empty] | 155677.2501 | [5 empty] | 155677.2501 | [5 empty] | #N/A
[42 empty] | T_M_1969 | [5 empty] | 14 | Contractor G & A's | [10 empty] | 13710247.646 | [5 empty] | 12495111.7754 | [5 empty] | 8520754.8838 | [5 empty] | 9260872.2499 | [5 empty] | 9592590.4667 | [5 empty] | 8840855.3166 | [5 empty] | 8305132.6175 | [5 empty] | 5138263.4341 | [5 empty] | 9248401.3866 | [5 empty] | 9587650.694 | [5 empty] | 9248401.3866 | [5 empty] | 9578366.2711 | [5 empty] | #N/A
[42 empty] | T_M_1970 | [5 empty] | 10 | Gen Tie-Line Mtl's NEE Supplied | [10 empty] | 0 | [5 empty] | 0 | [5 empty] | 0 | [5 empty] | 0 | [5 empty] | 0 | [5 empty] | 0 | [5 empty] | 0 | [5 empty] | 0 | [5 empty] | 0 | [5 empty] | 0 | [5 empty] | 0 | [5 empty] | 0 | [5 empty] | #VALUE!
[42 empty] | T_M_1971 | [5 empty] | 11 | Gen Tie-Line Labor & Mtl's Contractor Supplied | [10 empty] | 0 | [5 empty] | 0 | [5 empty] | 0 | [5 empty] | 0 | [5 empty] | 0 | [5 empty] | 0 | [5 empty] | 0 | [5 empty] | 0 | [5 empty] | 0 | [5 empty] | 0 | [5 empty] | 0 | [5 empty] | 0 | [5 empty] | #VALUE!
[42 empty] | T_M_1972 | [5 empty] | 9 | SwitchYard Mtl's NEER Supplied | [10 empty] | 0 | [5 empty] | 0 | [5 empty] | 0 | [5 empty] | 0 | [5 empty] | 0 | [5 empty] | 0 | [5 empty] | 0 | [5 empty] | 0 | [5 empty] | 0 | [5 empty] | 0 | [5 empty] | 0 | [5 empty] | 0 | [5 empty] | 0
[42 empty] | T_M_1973 | [5 empty] | 9.1 | SwitchYard Labor & Mtl's Contractor Supplied | [10 empty] | 0 | [5 empty] | 0 | [5 empty] | 0 | [5 empty] | 0 | [5 empty] | 0 | [5 empty] | 0 | [5 empty] | 0 | [5 empty] | 0 | [5 empty] | 0 | [5 empty] | 0 | [5 empty] | 0 | [5 empty] | 0 | [5 empty] | 0
[42 empty] | T_M_1974 | [5 empty] | 88.5 | Storage Double Handling Re-shipping | [10 empty] | 788691.7698 | [5 empty] | 788691.7698 | [5 empty] | 468606.1323 | [5 empty] | 468606.1323 | [5 empty] | 468606.1323 | [5 empty] | 788691.7698 | [5 empty] | 468606.1323 | [5 empty] | 468606.1323 | [5 empty] | 468606.1323 | [5 empty] | 468606.1323 | [5 empty] | 468606.1323 | [5 empty] | 468606.1323 | [5 empty] | #VALUE!
[42 empty] | T_M_1975 | [6 empty] | Panels / PCU / Inverters & Transformers / Racking
[42 empty] | T_M_1976 | [5 empty] | 15.31 | Panel Racking Fixed (Material Costs) | [10 empty] | 0 | [5 empty] | 0 | [5 empty] | 0 | [5 empty] | 0 | [5 empty] | 0 | [5 empty] | 0 | [5 empty] | 0 | [5 empty] | 0 | [5 empty] | 0 | [5 empty] | 0 | [5 empty] | 0 | [5 empty] | 0 | [5 empty] | #VALUE!
[42 empty] | T_M_1977 | [5 empty] | 15.35 | Panel Racking S-Tracker (Material Costs) | [10 empty] | 28612035.8682 | [5 empty] | 27860242.862 | [5 empty] | 12259542.0113 | [5 empty] | 12586571.7128 | [5 empty] | 12924685.9684 | [5 empty] | 28522538.9411 | [5 empty] | 12586571.7128 | [5 empty] | 13043012.4139 | [5 empty] | 12586571.7128 | [5 empty] | 12586571.7128 | [5 empty] | 12586571.7128 | [5 empty] | 12586571.7128 | [5 empty] | #N/A
[42 empty] | T_M_1978 | [5 empty] | 15.33 | DG Racking (Fixed or Tracker) | [10 empty] | 0 | [5 empty] | 0 | [5 empty] | 0 | [5 empty] | 0 | [5 empty] | 0 | [5 empty] | 0 | [5 empty] | 0 | [5 empty] | 0 | [5 empty] | 0 | [5 empty] | 0 | [5 empty] | 0 | [5 empty] | 0 | [5 empty] | 0
[42 empty] | T_M_1979 | [5 empty] | 15.1 | Supports, Piles Materials | [10 empty] | 6754775.1178 | [5 empty] | 6144491.5931 | [5 empty] | 2928320.5672 | [5 empty] | 3115173.2359 | [5 empty] | 3197225.6673 | [5 empty] | 6301887.0298 | [5 empty] | 3115173.2359 | [5 empty] | 3275509.176 | [5 empty] | 3115173.2359 | [5 empty] | 3113836.5539 | [5 empty] | 3115173.2359 | [5 empty] | 3113836.5539 | [5 empty] | #N/A
[42 empty] | T_M_1980 | [5 empty] | 17 | PV Panels (Install) | [10 empty] | 4832142.3963 | [5 empty] | 4832142.3963 | [5 empty] | 2624357.2085 | [5 empty] | 2624357.2085 | [5 empty] | 2695285.7817 | [5 empty] | 4832142.3963 | [5 empty] | 2624357.2085 | [5 empty] | 2695285.7817 | [5 empty] | 2624357.2085 | [5 empty] | 2624357.2085 | [5 empty] | 2624357.2085 | [5 empty] | 2624357.2085 | [5 empty] | #VALUE!
[42 empty] | T_M_1981 | [5 empty] | 6.3 | PCU / Inverters / Transformers (Install) | [10 empty] | 426962.2289 | [5 empty] | 422083.4576 | [5 empty] | 205974.3751 | [5 empty] | 208300.9451 | [5 empty] | 208300.9451 | [5 empty] | 426962.2289 | [5 empty] | 208300.9451 | [5 empty] | 199244.3823 | [5 empty] | 208300.9451 | [5 empty] | 199244.3823 | [5 empty] | 208300.9451 | [5 empty] | 199244.3823 | [5 empty] | #N/A
[42 empty] | T_M_1982 | [5 empty] | 15.41 | Panel Racking Fixed (Install) | [10 empty] | 0 | [5 empty] | 0 | [5 empty] | 0 | [5 empty] | 0 | [5 empty] | 0 | [5 empty] | 0 | [5 empty] | 0 | [5 empty] | 0 | [5 empty] | 0 | [5 empty] | 0 | [5 empty] | 0 | [5 empty] | 0 | [5 empty] | #VALUE!
[42 empty] | T_M_1983 | [5 empty] | 15.45 | Panel Racking Tracker (Install) | [10 empty] | 7274899.3024 | [5 empty] | 6910720.2475 | [5 empty] | 3828993.7246 | [5 empty] | 4003058.5867 | [5 empty] | 4110675.281 | [5 empty] | 7205495.1859 | [5 empty] | 4003058.5867 | [5 empty] | 4159268.071 | [5 empty] | 4003058.5867 | [5 empty] | 4003058.5867 | [5 empty] | 4003058.5867 | [5 empty] | 4003058.5867 | [5 empty] | #N/A
[42 empty] | T_M_1984 | [5 empty] | 15.2 | Install Piling | [10 empty] | 1841964.4789 | [5 empty] | 1791947.5749 | [5 empty] | 994084.0142 | [5 empty] | 3740064.4408 | [5 empty] | 3839964.8517 | [5 empty] | 1836315.085 | [5 empty] | 3740064.4408 | [5 empty] | 3886455.0786 | [5 empty] | 3740064.4408 | [5 empty] | 3739656.2003 | [5 empty] | 3740064.4408 | [5 empty] | 3739656.2003 | [5 empty] | #N/A
[42 empty] | T_M_1985 | [6 empty] | Other
[42 empty] | T_M_1986 | [5 empty] | 96 | NEE M & A | [10 empty] | 3169871.8161 | [5 empty] | 3169871.8161 | [5 empty] | 2778032.6002 | [5 empty] | 2778032.6002 | [5 empty] | 2947601.26 | [5 empty] | 3169871.8161 | [5 empty] | 2161419.2919 | [5 empty] | 1414759.9631 | [5 empty] | 2778032.6002 | [5 empty] | 3101754.587 | [5 empty] | 2778032.6002 | [5 empty] | 3101754.587 | [5 empty] | #N/A
[42 empty] | T_M_1987 | [5 empty] | 98 | Other Costs (builder's risk, sales tax) | [10 empty] | 0 | [5 empty] | 0 | [5 empty] | 0 | [5 empty] | 0 | [5 empty] | 0 | [5 empty] | 0 | [5 empty] | 0 | [5 empty] | 0 | [5 empty] | 0 | [5 empty] | 0 | [5 empty] | 0 | [5 empty] | 0 | [5 empty] | #N/A
[42 empty] | T_M_1988 | [5 empty] | 97.5 | Escalation NEE | [10 empty] | 1008303.9834 | [5 empty] | 922906.9154 | [5 empty] | 374684.1238 | [5 empty] | 386620.031 | [5 empty] | 302595.7507 | [5 empty] | 448064.2785 | [5 empty] | 229695.4554 | [5 empty] | 159283.3317 | [5 empty] | 386620.031 | [5 empty] | 316889.9263 | [5 empty] | 386620.031 | [5 empty] | 316889.9263 | [5 empty] | #VALUE!
[42 empty] | T_M_1989 | [5 empty] | 97.51 | Escalation, EPC Contractor | [10 empty] | 6274504.9089 | [5 empty] | 4933863.9055 | [5 empty] | 3650124.0839 | [5 empty] | 4808951.7256 | [5 empty] | 3702444.2966 | [5 empty] | 5463648.1377 | [5 empty] | 3468028.435 | [5 empty] | 3144615.0697 | [5 empty] | 4787664.5901 | [5 empty] | 3580552.7496 | [5 empty] | 4787664.5901 | [5 empty] | 3567831.3334 | [5 empty] | 0
[42 empty] | T_M_1990 | [5 empty] | 97.52 | Escalation, Substation Contractor | [10 empty] | 273234.7799 | [5 empty] | 142265.8046 | [5 empty] | 44312.096 | [5 empty] | 58226.4347 | [5 empty] | 43279.5018 | [5 empty] | 172993.6129 | [5 empty] | 43279.5018 | [5 empty] | 41789.3152 | [5 empty] | 58226.4347 | [5 empty] | 43279.5018 | [5 empty] | 58226.4347 | [5 empty] | 43279.5018 | [5 empty] | 0
[42 empty] | T_M_1991 | [5 empty] | 97.53 | Escalation, T-Line Contractor | [10 empty] | 0 | [5 empty] | 0 | [5 empty] | 0 | [5 empty] | 0 | [5 empty] | 0 | [5 empty] | 0 | [5 empty] | 0 | [5 empty] | 0 | [5 empty] | 0 | [5 empty] | 0 | [5 empty] | 0 | [5 empty] | 0 | [5 empty] | 0
[42 empty] | T_M_1992 | [5 empty] | 97.54 | Escalation, Switchyard Contractor | [10 empty] | 0 | [5 empty] | 0 | [5 empty] | 0 | [5 empty] | 0 | [5 empty] | 0 | [5 empty] | 0 | [5 empty] | 0 | [5 empty] | 0 | [5 empty] | 0 | [5 empty] | 0 | [5 empty] | 0 | [5 empty] | 0 | [5 empty] | 0
[42 empty] | T_M_1993 | [6 empty] | Escalation, Other | [10 empty] | 0 | [5 empty] | 0 | [5 empty] | 0 | [5 empty] | 0 | [5 empty] | 0 | [5 empty] | 0 | [5 empty] | 0 | [5 empty] | 0 | [5 empty] | 0 | [5 empty] | 0 | [5 empty] | 0 | [5 empty] | 0 | [5 empty] | 0
[42 empty] | T_M_1994 | [5 empty] | 97.6 | Project Discount | [10 empty] | 0 | [5 empty] | 0 | [5 empty] | 0 | [5 empty] | 0 | [5 empty] | 0 | [5 empty] | 0 | [5 empty] | 0 | [5 empty] | 0 | [5 empty] | 0 | [5 empty] | 0 | [5 empty] | 0 | [5 empty] | 0 | [5 empty] | #VALUE!
[42 empty] | T_M_1995 | [5 empty] | 97.61 | Commodity Adjustment | [10 empty] | 0 | [5 empty] | 0 | [5 empty] | 0 | [5 empty] | 0 | [5 empty] | 0 | [5 empty] | 0 | [5 empty] | 0 | [5 empty] | 0 | [5 empty] | 0 | [5 empty] | 0 | [5 empty] | 0 | [5 empty] | 0 | [5 empty] | #VALUE!
[42 empty] | T_M_1996 | [5 empty] | 97.7 | Contingency | [10 empty] | 9878049.0143 | [5 empty] | 7929629.8233 | [5 empty] | 4111350.368 | [5 empty] | 5242057.0682 | [5 empty] | 5247184.0497 | [5 empty] | 8049012.1264 | [5 empty] | 4875406.6869 | [5 empty] | 4420447.6754 | [5 empty] | 5222052.0845 | [5 empty] | 5106090.1458 | [5 empty] | 5222052.0845 | [5 empty] | 5090626.1006 | [5 empty] | #N/A
[42 empty] | T_M_1997 | [5 empty] | 99 | Development | [10 empty] | 0 | [5 empty] | 0 | [5 empty] | 0 | [5 empty] | 0 | [5 empty] | 0 | [5 empty] | 0 | [5 empty] | 0 | [5 empty] | 0 | [5 empty] | 0 | [5 empty] | 0 | [5 empty] | 0 | [5 empty] | 0 | [5 empty] | 0
T_M_1998
[42 empty] | T_M_1999 | [5 empty] | CFTC | Total Solar | [10 empty] | 240549356.6708 | [5 empty] | 218267781.9419 | [5 empty] | 98031422.2952 | [5 empty] | 111814464.2917 | [5 empty] | 112974278.1393 | [5 empty] | 218366400.5388 | [5 empty] | 109655387.4801 | [5 empty] | 106163550.5551 | [5 empty] | 113288687.7502 | [5 empty] | 111692454.5445 | [5 empty] | 111594409.4705 | [5 empty] | 109828071.7681 | [5 empty] | #VALUE!
T_M_2000
T_M_2001
T_M_2031
T_M_2032
[42 empty] | T_M_2033 | [6 empty] | SOV Category Roll-Up
[42 empty] | T_M_2034 | [5 empty] | 01.9998 | EPC Lump Sum Engineering | [10 empty] | 1646029.0437 | [5 empty] | 1506029.0437 | [5 empty] | 970333.9772 | [5 empty] | 1026333.9772 | [5 empty] | 1026333.9772 | [5 empty] | 1646029.0437 | [5 empty] | 1026333.9772 | [5 empty] | 1026333.9772 | [5 empty] | 1026333.9772 | [5 empty] | 1026333.9772 | [5 empty] | 1026333.9772 | [5 empty] | 1026333.9772 | [5 empty] | #VALUE!
[42 empty] | T_M_2035 | [5 empty] | 14.1997 | EPC Lump Sum Construction Mobilization | [10 empty] | 5116040.1064 | [5 empty] | 4255950.2162 | [5 empty] | 2357060.0758 | [5 empty] | 2751400.609 | [5 empty] | 2802958.3632 | [5 empty] | 2388164.2144 | [5 empty] | 2707438.1704 | [5 empty] | 1341331.919 | [5 empty] | 2741532.3002 | [5 empty] | 2701958.6116 | [5 empty] | 2741532.3002 | [5 empty] | 2694066.8521 | [5 empty] | #N/A
[42 empty] | T_M_2036 | [5 empty] | 02.9998 | EPC Lump Sum Civil Road Work | [10 empty] | 4330795.3553 | [5 empty] | 3250733.4443 | [5 empty] | 1902623.2708 | [5 empty] | 3731143.4613 | [5 empty] | 3888917.0731 | [5 empty] | 5759519.0346 | [5 empty] | 3151449.9967 | [5 empty] | 2184259.5769 | [5 empty] | 3724460.5827 | [5 empty] | 4012992.2634 | [5 empty] | 3724460.5827 | [5 empty] | 3880357.6509 | [5 empty] | #VALUE!
[42 empty] | T_M_2037 | [5 empty] | 03.9998 | EPC Lump Sum Civil Other | [10 empty] | 9609454.7817 | [5 empty] | 955432.9487 | [5 empty] | 805921.58 | [5 empty] | 2369976.2967 | [5 empty] | 2370072.4363 | [5 empty] | 3367191.8103 | [5 empty] | 2327544.9507 | [5 empty] | 2779788.7199 | [5 empty] | 2327544.9507 | [5 empty] | 2327544.9507 | [5 empty] | 2327544.9507 | [5 empty] | 2327544.9507 | [5 empty] | #VALUE!
[42 empty] | T_M_2038 | [5 empty] | 03.9997 | EPC Lump Sum SWPPP | [10 empty] | 960017.5836 | [5 empty] | 323578.4124 | [5 empty] | 199814.496 | [5 empty] | 1154552.6142 | [5 empty] | 1154605.3297 | [5 empty] | 1804374.5923 | [5 empty] | 1131271.6603 | [5 empty] | 1501668.9452 | [5 empty] | 1131271.6603 | [5 empty] | 1129863.8328 | [5 empty] | 1131271.6603 | [5 empty] | 1129863.8328 | [5 empty] | #VALUE!
[42 empty] | T_M_2039 | [5 empty] | 15.1998 | EPC Supply Posts with Foundations | [10 empty] | 6754775.1178 | [5 empty] | 6144491.5931 | [5 empty] | 2928320.5672 | [5 empty] | 3115173.2359 | [5 empty] | 3197225.6673 | [5 empty] | 6301887.0298 | [5 empty] | 3115173.2359 | [5 empty] | 3275509.176 | [5 empty] | 3115173.2359 | [5 empty] | 3113836.5539 | [5 empty] | 3115173.2359 | [5 empty] | 3113836.5539 | [5 empty] | #VALUE!
[42 empty] | T_M_2040 | [5 empty] | 15.2998 | Lump Sum Install Posts with Foundations | [10 empty] | 1841964.4789 | [5 empty] | 1791947.5749 | [5 empty] | 994084.0142 | [5 empty] | 3740064.4408 | [5 empty] | 3839964.8517 | [5 empty] | 1836315.085 | [5 empty] | 3740064.4408 | [5 empty] | 3886455.0786 | [5 empty] | 3740064.4408 | [5 empty] | 3739656.2003 | [5 empty] | 3740064.4408 | [5 empty] | 3739656.2003 | [5 empty] | #VALUE!
[42 empty] | T_M_2041 | [5 empty] | 15.3998 | Lump Sum Supply Racking/Trackers | [10 empty] | 28612035.8682 | [5 empty] | 27860242.862 | [5 empty] | 12259542.0113 | [5 empty] | 12586571.7128 | [5 empty] | 12924685.9684 | [5 empty] | 28522538.9411 | [5 empty] | 12586571.7128 | [5 empty] | 13043012.4139 | [5 empty] | 12586571.7128 | [5 empty] | 12586571.7128 | [5 empty] | 12586571.7128 | [5 empty] | 12586571.7128 | [5 empty] | #VALUE!
[42 empty] | T_M_2042 | [5 empty] | 15.4998 | Lump Sum Racking Installation | [10 empty] | 7274899.3024 | [5 empty] | 6910720.2475 | [5 empty] | 3828993.7246 | [5 empty] | 4003058.5867 | [5 empty] | 4110675.281 | [5 empty] | 7205495.1859 | [5 empty] | 4003058.5867 | [5 empty] | 4159268.071 | [5 empty] | 4003058.5867 | [5 empty] | 4003058.5867 | [5 empty] | 4003058.5867 | [5 empty] | 4003058.5867 | [5 empty] | #VALUE!
[42 empty] | T_M_2043 | [5 empty] | 17.1998 | Lump Sum Module Installation | [10 empty] | 4832142.3963 | [5 empty] | 4832142.3963 | [5 empty] | 2624357.2085 | [5 empty] | 2624357.2085 | [5 empty] | 2695285.7817 | [5 empty] | 4832142.3963 | [5 empty] | 2624357.2085 | [5 empty] | 2695285.7817 | [5 empty] | 2624357.2085 | [5 empty] | 2624357.2085 | [5 empty] | 2624357.2085 | [5 empty] | 2624357.2085 | [5 empty] | #VALUE!
[42 empty] | T_M_2044 | [5 empty] | 18.9996 | EPC Lump Sum Supply DC Materials | [10 empty] | 10403983.925 | [5 empty] | 10216774.8322 | [5 empty] | 4302818.2778 | [5 empty] | 4718315.6446 | [5 empty] | 4792513.5192 | [5 empty] | 11110618.1291 | [5 empty] | 4683722.219 | [5 empty] | 4866224.1933 | [5 empty] | 4683722.219 | [5 empty] | 4718126.4373 | [5 empty] | 4683722.219 | [5 empty] | 4718126.4373 | [5 empty] | #VALUE!
[42 empty] | T_M_2045 | [5 empty] | 18.9997 | EPC Lump Sum Install DC Materials | [10 empty] | 7779350.8966 | [5 empty] | 7609674.4906 | [5 empty] | 4148257.5185 | [5 empty] | 4351214.3122 | [5 empty] | 4428955.028 | [5 empty] | 7915011.9245 | [5 empty] | 4317468.5364 | [5 empty] | 4502378.8247 | [5 empty] | 4317468.5364 | [5 empty] | 4346131.5975 | [5 empty] | 4317468.5364 | [5 empty] | 4346131.5975 | [5 empty] | #VALUE!
[42 empty] | T_M_2046 | [5 empty] | 05.9998 | EPC Lump Sum Supply AC Collection System | [10 empty] | 3005312.0813 | [5 empty] | 1673494.6816 | [5 empty] | 532641.8367 | [5 empty] | 1070578.2939 | [5 empty] | 1070608.0325 | [5 empty] | 1764127.6103 | [5 empty] | 1057322.0961 | [5 empty] | 551709.4222 | [5 empty] | 1057322.0961 | [5 empty] | 545333.3275 | [5 empty] | 1057322.0961 | [5 empty] | 545333.3275 | [5 empty] | #VALUE!
[42 empty] | T_M_2047 | [5 empty] | 06.9998 | EPC Lump Sum AC Collection Installation | [10 empty] | 3553629.3189 | [5 empty] | 2426110.2151 | [5 empty] | 1076773.4991 | [5 empty] | 1588379.0828 | [5 empty] | 1588405.7024 | [5 empty] | 2415495.1857 | [5 empty] | 1576077.822 | [5 empty] | 1052696.154 | [5 empty] | 1576077.822 | [5 empty] | 1146566.6973 | [5 empty] | 1576077.822 | [5 empty] | 1146566.6973 | [5 empty] | #VALUE!
[42 empty] | T_M_2048 | [5 empty] | 05.9997 | EPC Lump Sum SCADA System Supply and Install | [10 empty] | 510000 | [5 empty] | 510000 | [5 empty] | 212500 | [5 empty] | 212500 | [5 empty] | 212500 | [5 empty] | 510000 | [5 empty] | 212500 | [5 empty] | 204000 | [5 empty] | 212500 | [5 empty] | 204000 | [5 empty] | 212500 | [5 empty] | 204000 | [5 empty] | #VALUE!
[42 empty] | T_M_2049 | [5 empty] | 06.5001 | EPC Lump Sum: Testing and Commissioning | [10 empty] | 540015.0664 | [5 empty] | 540015.0664 | [5 empty] | 532725.4676 | [5 empty] | 532725.4676 | [5 empty] | 532725.4676 | [5 empty] | 540015.0664 | [5 empty] | 532725.4676 | [5 empty] | 532725.4676 | [5 empty] | 532725.4676 | [5 empty] | 532725.4676 | [5 empty] | 532725.4676 | [5 empty] | 532725.4676 | [5 empty] | #VALUE!
[42 empty] | T_M_2050 | [5 empty] | 14.9998 | EPC Lump Sum Project Management and Administrative | [10 empty] | 7691376.9326 | [5 empty] | 7488111.521 | [5 empty] | 5747743.0299 | [5 empty] | 6023930.3569 | [5 empty] | 6294992.3924 | [5 empty] | 7436052.8376 | [5 empty] | 5119911.2406 | [5 empty] | 3560225.8823 | [5 empty] | 6023069.2686 | [5 empty] | 6408875.8569 | [5 empty] | 6023069.2686 | [5 empty] | 6408875.8569 | [5 empty] | #VALUE!
[42 empty] | T_M_2051 | [5 empty] | 14.1998 | EPC Lump Sum Contractor Demobilization | [10 empty] | 902830.607 | [5 empty] | 751050.0382 | [5 empty] | 415951.7781 | [5 empty] | 485541.2839 | [5 empty] | 494639.7111 | [5 empty] | 421440.7437 | [5 empty] | 477783.2065 | [5 empty] | 236705.6328 | [5 empty] | 483799.8177 | [5 empty] | 476816.2256 | [5 empty] | 483799.8177 | [5 empty] | 475423.5621 | [5 empty] | #N/A
[42 empty] | T_M_2052 | [5 empty] | 14.6002 | EPC Sales Tax | [10 empty] | 0 | [5 empty] | 0 | [5 empty] | 0 | [5 empty] | 0 | [5 empty] | 0 | [5 empty] | 0 | [5 empty] | 0 | [5 empty] | 0 | [5 empty] | 0 | [5 empty] | 0 | [5 empty] | 0 | [5 empty] | 0 | [5 empty] | #N/A
[42 empty] | T_M_2053 | [5 empty] | 14.6001 | EPC - NEE Requested LOC | [10 empty] | 0 | [5 empty] | 0 | [5 empty] | 0 | [5 empty] | 0 | [5 empty] | 0 | [5 empty] | 0 | [5 empty] | 0 | [5 empty] | 0 | [5 empty] | 0 | [5 empty] | 0 | [5 empty] | 0 | [5 empty] | 0 | [5 empty] | #N/A
[42 empty] | T_M_2054 | [6 empty] | SUBTOTAL | [10 empty] | 105364652.8621 | [5 empty] | 89046499.5843 | [5 empty] | 45840462.3335 | [5 empty] | 56085816.5852 | [5 empty] | 57426064.5828 | [5 empty] | 95776418.8306 | [5 empty] | 54390774.5281 | [5 empty] | 51399579.2364 | [5 empty] | 55907053.8832 | [5 empty] | 55644749.5075 | [5 empty] | 55907053.8832 | [5 empty] | 55502830.4721 | [5 empty] | #VALUE!
T_M_2055
[42 empty] | T_M_2056 | [5 empty] | 97.1016 | EPC Material and Labor Escalation | [10 empty] | 6274504.9089 | [5 empty] | 4933863.9055 | [5 empty] | 3650124.0839 | [5 empty] | 4808951.7256 | [5 empty] | 3702444.2966 | [5 empty] | 5463648.1377 | [5 empty] | 3468028.435 | [5 empty] | 3144615.0697 | [5 empty] | 4787664.5901 | [5 empty] | 3580552.7496 | [5 empty] | 4787664.5901 | [5 empty] | 3567831.3334 | [5 empty] | 0
[42 empty] | T_M_2057 | [5 empty] | 97.2001 | Technology Discount | [10 empty] | 0 | [5 empty] | 0 | [5 empty] | 0 | [5 empty] | 0 | [5 empty] | 0 | [5 empty] | 0 | [5 empty] | 0 | [5 empty] | 0 | [5 empty] | 0 | [5 empty] | 0 | [5 empty] | 0 | [5 empty] | 0 | [5 empty] | #VALUE!
[42 empty] | T_M_2058 | [5 empty] | 97.2002 | Business Decision Adjustment | [10 empty] | 0 | [5 empty] | 0 | [5 empty] | 0 | [5 empty] | 0 | [5 empty] | 0 | [5 empty] | 0 | [5 empty] | 0 | [5 empty] | 0 | [5 empty] | 0 | [5 empty] | 0 | [5 empty] | 0 | [5 empty] | 0 | [5 empty] | #VALUE!
[42 empty] | T_M_2059 | [5 empty] | 97.201 | Commodity Adjustments | [10 empty] | 0 | [5 empty] | 0 | [5 empty] | 0 | [5 empty] | 0 | [5 empty] | 0 | [5 empty] | 0 | [5 empty] | 0 | [5 empty] | 0 | [5 empty] | 0 | [5 empty] | 0 | [5 empty] | 0 | [5 empty] | 0 | [5 empty] | #VALUE!
[42 empty] | T_M_2060 | [6 empty] | SUBTOTAL | [10 empty] | 6274504.9089 | [5 empty] | 4933863.9055 | [5 empty] | 3650124.0839 | [5 empty] | 4808951.7256 | [5 empty] | 3702444.2966 | [5 empty] | 5463648.1377 | [5 empty] | 3468028.435 | [5 empty] | 3144615.0697 | [5 empty] | 4787664.5901 | [5 empty] | 3580552.7496 | [5 empty] | 4787664.5901 | [5 empty] | 3567831.3334 | [5 empty] | #VALUE!
T_M_2061
[42 empty] | T_M_2062 | [5 empty] | 07.9998 | EPC Lump Sum Supply SS Material | [10 empty] | 877506.6566 | [5 empty] | 808960.2076 | [5 empty] | 123339.9922 | [5 empty] | 145175.3017 | [5 empty] | 145175.3017 | [5 empty] | 517840.3108 | [5 empty] | 145175.3017 | [5 empty] | 130901.211 | [5 empty] | 145175.3017 | [5 empty] | 145175.3017 | [5 empty] | 145175.3017 | [5 empty] | 145175.3017 | [5 empty] | #VALUE!
[42 empty] | T_M_2063 | [5 empty] | 08.9989 | EPC Substation Mobilization | [10 empty] | 120003.3481 | [5 empty] | 120003.3481 | [5 empty] | 35515.0312 | [5 empty] | 35515.0312 | [5 empty] | 35515.0312 | [5 empty] | 120003.3481 | [5 empty] | 35515.0312 | [5 empty] | 35515.0312 | [5 empty] | 35515.0312 | [5 empty] | 35515.0312 | [5 empty] | 35515.0312 | [5 empty] | 35515.0312 | [5 empty] | #N/A
[42 empty] | T_M_2064 | [5 empty] | 08.9990 | EPC Substation Lump Sum Civil Work | [10 empty] | 1529092.5902 | [5 empty] | 313368.4297 | [5 empty] | 61718.7446 | [5 empty] | 118799.0897 | [5 empty] | 118799.0897 | [5 empty] | 740891.3879 | [5 empty] | 118799.0897 | [5 empty] | 118799.0897 | [5 empty] | 118799.0897 | [5 empty] | 118799.0897 | [5 empty] | 118799.0897 | [5 empty] | 118799.0897 | [5 empty] | #N/A
[42 empty] | T_M_2065 | [5 empty] | 08.9991 | EPC Substation Lump Sum Concrete Work | [10 empty] | 199847.8518 | [5 empty] | 179348.3456 | [5 empty] | 19942.3911 | [5 empty] | 36497.1956 | [5 empty] | 36497.1956 | [5 empty] | 223040.1409 | [5 empty] | 36497.1956 | [5 empty] | 10879.1196 | [5 empty] | 36497.1956 | [5 empty] | 36497.1956 | [5 empty] | 36497.1956 | [5 empty] | 36497.1956 | [5 empty] | #N/A
[42 empty] | T_M_2066 | [5 empty] | 08.9992 | EPC Substation Lump Sum Supply & install conduit&cable | [10 empty] | 104218.4267 | [5 empty] | 78321.982 | [5 empty] | 1783.8344 | [5 empty] | 1293.2799 | [5 empty] | 1293.2799 | [5 empty] | 31007.6917 | [5 empty] | 1293.2799 | [5 empty] | 3567.6687 | [5 empty] | 1293.2799 | [5 empty] | 1293.2799 | [5 empty] | 1293.2799 | [5 empty] | 1293.2799 | [5 empty] | #N/A
[42 empty] | T_M_2067 | [5 empty] | 08.9993 | EPC Substation Lump Sum Supply & install ground grid | [10 empty] | 119235.5427 | [5 empty] | 107409.2127 | [5 empty] | 17757.5156 | [5 empty] | 17757.5156 | [5 empty] | 17757.5156 | [5 empty] | 119235.5427 | [5 empty] | 17757.5156 | [5 empty] | 11098.4472 | [5 empty] | 17757.5156 | [5 empty] | 17757.5156 | [5 empty] | 17757.5156 | [5 empty] | 17757.5156 | [5 empty] | #N/A
[42 empty] | T_M_2068 | [5 empty] | 08.9994 | EPC Substation Lump Sum Supply & install Electrical | [10 empty] | 438207.3641 | [5 empty] | 304155.8556 | [5 empty] | 97130.4806 | [5 empty] | 88365.8246 | [5 empty] | 88365.8246 | [5 empty] | 247239.458 | [5 empty] | 88365.8246 | [5 empty] | 103835.5076 | [5 empty] | 88365.8246 | [5 empty] | 88365.8246 | [5 empty] | 88365.8246 | [5 empty] | 88365.8246 | [5 empty] | #N/A
[42 empty] | T_M_2069 | [5 empty] | 08.9995 | EPC Substation Lump Sum Supply & install buss & steel | [10 empty] | 141081.6331 | [5 empty] | 123785.3826 | [5 empty] | 23829.1653 | [5 empty] | 46321.7224 | [5 empty] | 46321.7224 | [5 empty] | 202600.5095 | [5 empty] | 46321.7224 | [5 empty] | 44603.6828 | [5 empty] | 46321.7224 | [5 empty] | 46321.7224 | [5 empty] | 46321.7224 | [5 empty] | 46321.7224 | [5 empty] | #N/A
[42 empty] | T_M_2070 | [5 empty] | 08.9996 | EPC Substation Lump Sum Contractor other | [10 empty] | 298052.6633 | [5 empty] | 295075.0742 | [5 empty] | 92636.1794 | [5 empty] | 154067.7945 | [5 empty] | 154067.7945 | [5 empty] | 292552.5796 | [5 empty] | 154067.7945 | [5 empty] | 154067.7945 | [5 empty] | 154067.7945 | [5 empty] | 154067.7945 | [5 empty] | 154067.7945 | [5 empty] | 154067.7945 | [5 empty] | #N/A
[42 empty] | T_M_2071 | [5 empty] | 08.9997 | EPC Substation Lump Sum De-mobilization | [10 empty] | 30000.837 | [5 empty] | 30000.837 | [5 empty] | 8878.7578 | [5 empty] | 8878.7578 | [5 empty] | 8878.7578 | [5 empty] | 30000.837 | [5 empty] | 8878.7578 | [5 empty] | 8878.7578 | [5 empty] | 8878.7578 | [5 empty] | 8878.7578 | [5 empty] | 8878.7578 | [5 empty] | 8878.7578 | [5 empty] | #N/A
[42 empty] | T_M_2072 | [5 empty] | 09.8005 | EPC Switchyard Lump Sum Labor & Materials | [10 empty] | 3805864.7309 | [5 empty] | 0 | [5 empty] | 0 | [5 empty] | 0 | [5 empty] | 0 | [5 empty] | 0 | [5 empty] | 0 | [5 empty] | 0 | [5 empty] | 0 | [5 empty] | 0 | [5 empty] | 0 | [5 empty] | 0 | [5 empty] | 0
[42 empty] | T_M_2073 | [5 empty] | 11.3001 | EPC T-Line Lump Sum Labor & Materials | [10 empty] | 0 | [5 empty] | 0 | [5 empty] | 0 | [5 empty] | 0 | [5 empty] | 0 | [5 empty] | 0 | [5 empty] | 0 | [5 empty] | 0 | [5 empty] | 0 | [5 empty] | 0 | [5 empty] | 0 | [5 empty] | 0 | [5 empty] | 0
[42 empty] | T_M_2074 | [5 empty] | 97.1005 | EPC SS Material Escalation | [10 empty] | 24562.6426 | [5 empty] | 12789.0897 | [5 empty] | 3738.5002 | [5 empty] | 4912.418 | [5 empty] | 3890.6428 | [5 empty] | 15551.3887 | [5 empty] | 3890.6428 | [5 empty] | 3756.6814 | [5 empty] | 4912.418 | [5 empty] | 3890.6428 | [5 empty] | 4912.418 | [5 empty] | 3890.6428 | [5 empty] | 0
[42 empty] | T_M_2075 | [5 empty] | 97.1006 | EPC SS Labor Escalation | [10 empty] | 248672.1373 | [5 empty] | 129476.7149 | [5 empty] | 40573.5957 | [5 empty] | 53314.0166 | [5 empty] | 39388.859 | [5 empty] | 157442.2241 | [5 empty] | 39388.859 | [5 empty] | 38032.6338 | [5 empty] | 53314.0166 | [5 empty] | 39388.859 | [5 empty] | 53314.0166 | [5 empty] | 39388.859 | [5 empty] | 0
[42 empty] | T_M_2076 | [5 empty] | 97.1008 | EPC T-Line Labor Escalation | [10 empty] | 0 | [5 empty] | 0 | [5 empty] | 0 | [5 empty] | 0 | [5 empty] | 0 | [5 empty] | 0 | [5 empty] | 0 | [5 empty] | 0 | [5 empty] | 0 | [5 empty] | 0 | [5 empty] | 0 | [5 empty] | 0 | [5 empty] | 0
[42 empty] | T_M_2077 | [5 empty] | 97.1011 | EPC Switchyard Labor Escalation | [10 empty] | 0 | [5 empty] | 0 | [5 empty] | 0 | [5 empty] | 0 | [5 empty] | 0 | [5 empty] | 0 | [5 empty] | 0 | [5 empty] | 0 | [5 empty] | 0 | [5 empty] | 0 | [5 empty] | 0 | [5 empty] | 0 | [5 empty] | 0
[42 empty] | T_M_2078 | [6 empty] | SUBTOTAL | [10 empty] | 7936346.4243 | [5 empty] | 2502694.4797 | [5 empty] | 526844.1882 | [5 empty] | 710897.9478 | [5 empty] | 695951.0149 | [5 empty] | 2697405.4191 | [5 empty] | 695951.0149 | [5 empty] | 663935.6253 | [5 empty] | 710897.9478 | [5 empty] | 695951.0149 | [5 empty] | 710897.9478 | [5 empty] | 695951.0149 | [5 empty] | #VALUE!
T_M_2079
[42 empty] | T_M_2080 | [5 empty] | 05.1299 | EPC Lump Sum PCU Supply | [10 empty] | 0 | [5 empty] | 0 | [5 empty] | 0 | [5 empty] | 0 | [5 empty] | 0 | [5 empty] | 0 | [5 empty] | 0 | [5 empty] | 0 | [5 empty] | 0 | [5 empty] | 0 | [5 empty] | 0 | [5 empty] | 0 | [5 empty] | 0
[42 empty] | T_M_2081 | [5 empty] | EPCTOTALCOST | EPC TOTAL COST | [10 empty] | 119575504.1953 | [5 empty] | 96483057.9696 | [5 empty] | 50017430.6055 | [5 empty] | 61605666.2585 | [5 empty] | 61824459.8943 | [5 empty] | 103937472.3874 | [5 empty] | 58554753.978 | [5 empty] | 55208129.9314 | [5 empty] | 61405616.4211 | [5 empty] | 59921253.2721 | [5 empty] | 61405616.4211 | [5 empty] | 59766612.8204 | [5 empty] | #VALUE!
[38 empty] | T_A_122 | T_A_112 | [19 empty] | Installed MWh Capacity (Initial) | 720.921 | No |  |  |  | Installed MWh Capacity (Initial) | 720.921 | No |  |  |  | Installed MWh Capacity (Initial) | 720.921 | No |  |  |  | Installed MWh Capacity (Initial) | 720.921 | No |  |  |  | Installed MWh Capacity (Initial) | 720.921 | No |  |  |  | Installed MWh Capacity (Initial) | 720.921 | No |  |  |  | Installed MWh Capacity (Initial) | 720.921 | No |  |  |  | Installed MWh Capacity (Initial) | 78.267 | No |  |  |  | Installed MWh Capacity (Initial) | 720.921 | No |  |  |  | Installed MWh Capacity (Initial) | 78.267 | No |  |  |  | Installed MWh Capacity (Initial) | 720.921 | No |  |  |  | Installed MWh Capacity (Initial) | 78.267 | No |  |  |  | Installed MWh Capacity (Initial)
[59 empty] | Project Voltage | 230 |  |  |  |  | Project Voltage | 230 |  |  |  |  | Project Voltage | 34.5 |  |  |  |  | Project Voltage | 34.5 |  |  |  |  | Project Voltage | 34.5 |  |  |  |  | Project Voltage | 230 |  |  |  |  | Project Voltage | 34.5 |  |  |  |  | Project Voltage | 34.5 |  |  |  |  | Project Voltage | 34.5 |  |  |  |  | Project Voltage | 34.5 |  |  |  |  | Project Voltage | 34.5 |  |  |  |  | Project Voltage | 34.5 |  |  |  |  | Project Voltage | REJECTED
[59 empty] | Project MVA | 223 |  |  |  |  | Project MVA | 223 |  |  |  |  | Project MVA | 89 |  |  |  |  | Project MVA | 89 |  |  |  |  | Project MVA | 89 |  |  |  |  | Project MVA | 223 |  |  |  |  | Project MVA | 89 |  |  |  |  | Project MVA | 89 |  |  |  |  | Project MVA | 89 |  |  |  |  | Project MVA | 89 |  |  |  |  | Project MVA | 89 |  |  |  |  | Project MVA | 89 |  |  |  |  | Project MVA
[59 empty] | 1 | 2 | 3 |  | 4 |  | 1 | 2 | 3 |  | 4 |  | 1 | 2 | 3 |  | 4 |  | 1 | 2 | 3 |  | 4 |  | 1 | 2 | 3 |  | 4 |  | 1 | 2 | 3 |  | 4 |  | 1 | 2 | 3 |  | 4 |  | 1 | 2 | 3 |  | 4 |  | 1 | 2 | 3 |  | 4 |  | 1 | 2 | 3 |  | 4 |  | 1 | 2 | 3 |  | 4 |  | 1 | 2 | 3 |  | 4 |  | 1 | 2 | 3 |  | 4
[59 empty] | 85 | 115 | 170 |  | 225 |  | 85 | 115 | 170 |  | 225 |  | 85 | 115 | 170 |  | 225 |  | 85 | 115 | 170 |  | 225 |  | 85 | 115 | 170 |  | 225 |  | 85 | 115 | 170 |  | 225 |  | 85 | 115 | 170 |  | 225 |  | 85 | 115 | 170 |  | 225 |  | 85 | 115 | 170 |  | 225 |  | 85 | 115 | 170 |  | 225 |  | 85 | 115 | 170 |  | 225 |  | 85 | 115 | 170 |  | 225 |  | 85 | 115 | 170 |  | 225
[58 empty] | GSU | 0 | 0 | 0 |  | 1 | GSU | 0 | 0 | 0 |  | 1 | GSU | 0 | 1 | 0 |  | 0 | GSU | 0 | 1 | 0 |  | 0 | GSU | 0 | 1 | 0 |  | 0 | GSU | 0 | 0 | 0 |  | 1 | GSU | 0 | 1 | 0 |  | 0 | GSU | 0 | 1 | 0 |  | 0 | GSU | 0 | 1 | 0 |  | 0 | GSU | 0 | 1 | 0 |  | 0 | GSU | 0 | 1 | 0 |  | 0 | GSU | 0 | 1 | 0 |  | 0 | GSU | #VALUE! | #VALUE! | #VALUE! |  | #VALUE!
[59 empty] | 0 | 0 | 0 |  | 4627846.5 |  | 0 | 0 | 0 |  | 4627846.5 |  | #VALUE! | #VALUE! | #VALUE! |  | #VALUE! |  | #VALUE! | #VALUE! | #VALUE! |  | #VALUE! |  | #VALUE! | #VALUE! | #VALUE! |  | #VALUE! |  | 0 | 0 | 0 |  | 4627846.5 |  | #VALUE! | #VALUE! | #VALUE! |  | #VALUE! |  | #VALUE! | #VALUE! | #VALUE! |  | #VALUE! |  | #VALUE! | #VALUE! | #VALUE! |  | #VALUE! |  | #VALUE! | #VALUE! | #VALUE! |  | #VALUE! |  | #VALUE! | #VALUE! | #VALUE! |  | #VALUE! |  | #VALUE! | #VALUE! | #VALUE! |  | #VALUE! |  | #VALUE! | #VALUE! | #VALUE! |  | #VALUE!
[58 empty] | Base Price | 2313352.8033 | 3141175.5 | 4014024 |  | 4627846.5 | Base Price | 2313352.8033 | 3141175.5 | 4014024 |  | 4627846.5 | Base Price | #VALUE! | #VALUE! | #VALUE! |  | #VALUE! | Base Price | #VALUE! | #VALUE! | #VALUE! |  | #VALUE! | Base Price | #VALUE! | #VALUE! | #VALUE! |  | #VALUE! | Base Price | 2313352.8033 | 3141175.5 | 4014024 |  | 4627846.5 | Base Price | #VALUE! | #VALUE! | #VALUE! |  | #VALUE! | Base Price | #VALUE! | #VALUE! | #VALUE! |  | #VALUE! | Base Price | #VALUE! | #VALUE! | #VALUE! |  | #VALUE! | Base Price | #VALUE! | #VALUE! | #VALUE! |  | #VALUE! | Base Price | #VALUE! | #VALUE! | #VALUE! |  | #VALUE! | Base Price | #VALUE! | #VALUE! | #VALUE! |  | #VALUE! | Base Price | #VALUE! | #N/A | #N/A |  | #N/A
[61 empty] | Total GSU's | [5 empty] | Total GSU's | [5 empty] | Total GSU's | [5 empty] | Total GSU's | [5 empty] | Total GSU's | [5 empty] | Total GSU's | [5 empty] | Total GSU's | [5 empty] | Total GSU's | [5 empty] | Total GSU's | [5 empty] | Total GSU's | [5 empty] | Total GSU's | [5 empty] | Total GSU's | [5 empty] | Total GSU's
[61 empty] | 1 | [5 empty] | 1 | [5 empty] | 0 | [5 empty] | 0 | [5 empty] | 0 | [5 empty] | 1 | [5 empty] | 0 | [5 empty] | 0 | [5 empty] | 0 | [5 empty] | 0 | [5 empty] | 0 | [5 empty] | 0 | [5 empty] | #VALUE!
[61 empty] | 4627846.5 | [5 empty] | 4627846.5 | [5 empty] | 0 | [5 empty] | 0 | [5 empty] | 0 | [5 empty] | 4627846.5 | [5 empty] | 0 | [5 empty] | 0 | [5 empty] | 0 | [5 empty] | 0 | [5 empty] | 0 | [5 empty] | 0 | [5 empty] | #VALUE!
Note on CG4: Jafe: Choose Matching Assumption Tab Reference Letter
Note on CN4: Jafe: Choose Matching Assumption Tab Reference Letter
Note on CU4: Jafe: Choose Matching Assumption Tab Reference Letter
Note on DB4: Jafe: Choose Matching Assumption Tab Reference Letter
Note on DI4: Jafe: Choose Matching Assumption Tab Reference Letter
Note on DP4: Jafe: Choose Matching Assumption Tab Reference Letter
Note on DW4: Jafe: Choose Matching Assumption Tab Reference Letter
Note on ED4: Jafe: Choose Matching Assumption Tab Reference Letter
Note on EK4: Jafe: Choose Matching Assumption Tab Reference Letter
Note on ER4: Jafe: Choose Matching Assumption Tab Reference Letter
Note on BM54: Jafe: Table Area
Note on BO54: Jafe: Number of Tables or Rows
Note on BT54: Jafe: Table Area
Note on BV54: Jafe: Number of Tables or Rows
Note on CA54: Jafe: Table Area
Note on CC54: Jafe: Number of Tables or Rows
Note on CH54: Jafe: Table Area
Note on CJ54: Jafe: Number of Tables or Rows
Note on CO54: Jafe: Table Area
Note on CQ54: Jafe: Number of Tables or Rows
Note on CV54: Jafe: Table Area
Note on CX54: Jafe: Number of Tables or Rows
Note on DC54: Jafe: Table Area
Note on DE54: Jafe: Number of Tables or Rows
Note on DJ54: Jafe: Table Area
Note on DL54: Jafe: Number of Tables or Rows
Note on DQ54: Jafe: Table Area
Note on DS54: Jafe: Number of Tables or Rows
Note on DX54: Jafe: Table Area
Note on DZ54: Jafe: Number of Tables or Rows
Note on EE54: Jafe: Table Area
Note on EG54: Jafe: Number of Tables or Rows
Note on EL54: Jafe: Table Area
Note on EN54: Jafe: Number of Tables or Rows
Note on ES54: Jafe: Table Area
Note on EU54: Jafe: Number of Tables or Rows
Note on BJ67: Jafe: Allowable voltage drop must be <1.5% on average (string, circuit & homeruns). This can be achieved with various allowable voltage drop combinations on string, circuit & homerun wiring. The current values serve as a good starting point and in most cases will not need to be changed.
Note on BQ67: Jafe: Allowable voltage drop must be <1.5% on average (string, circuit & homeruns). This can be achieved with various allowable voltage drop combinations on string, circuit & homerun wiring. The current values serve as a good starting point and in most cases will not need to be changed.
Note on BX67: Jafe: Allowable voltage drop must be <1.5% on average (string, circuit & homeruns). This can be achieved with various allowable voltage drop combinations on string, circuit & homerun wiring. The current values serve as a good starting point and in most cases will not need to be changed.
Note on CE67: Jafe: Allowable voltage drop must be <1.5% on average (string, circuit & homeruns). This can be achieved with various allowable voltage drop combinations on string, circuit & homerun wiring. The current values serve as a good starting point and in most cases will not need to be changed.
Note on CL67: Jafe: Allowable voltage drop must be <1.5% on average (string, circuit & homeruns). This can be achieved with various allowable voltage drop combinations on string, circuit & homerun wiring. The current values serve as a good starting point and in most cases will not need to be changed.
Note on CS67: Jafe: Allowable voltage drop must be <1.5% on average (string, circuit & homeruns). This can be achieved with various allowable voltage drop combinations on string, circuit & homerun wiring. The current values serve as a good starting point and in most cases will not need to be changed.
Note on CZ67: Jafe: Allowable voltage drop must be <1.5% on average (string, circuit & homeruns). This can be achieved with various allowable voltage drop combinations on string, circuit & homerun wiring. The current values serve as a good starting point and in most cases will not need to be changed.
Note on DG67: Jafe: Allowable voltage drop must be <1.5% on average (string, circuit & homeruns). This can be achieved with various allowable voltage drop combinations on string, circuit & homerun wiring. The current values serve as a good starting point and in most cases will not need to be changed.
Note on DN67: Jafe: Allowable voltage drop must be <1.5% on average (string, circuit & homeruns). This can be achieved with various allowable voltage drop combinations on string, circuit & homerun wiring. The current values serve as a good starting point and in most cases will not need to be changed.
Note on DU67: Jafe: Allowable voltage drop must be <1.5% on average (string, circuit & homeruns). This can be achieved with various allowable voltage drop combinations on string, circuit & homerun wiring. The current values serve as a good starting point and in most cases will not need to be changed.
Note on EB67: Jafe: Allowable voltage drop must be <1.5% on average (string, circuit & homeruns). This can be achieved with various allowable voltage drop combinations on string, circuit & homerun wiring. The current values serve as a good starting point and in most cases will not need to be changed.
Note on EI67: Jafe: Allowable voltage drop must be <1.5% on average (string, circuit & homeruns). This can be achieved with various allowable voltage drop combinations on string, circuit & homerun wiring. The current values serve as a good starting point and in most cases will not need to be changed.
Note on EP67: Jafe: Allowable voltage drop must be <1.5% on average (string, circuit & homeruns). This can be achieved with various allowable voltage drop combinations on string, circuit & homerun wiring. The current values serve as a good starting point and in most cases will not need to be changed.
Note on BK87: Jafe: Post Embed Length in Feet Based on Soil Table
Note on BL87: Jafe: Frost depth Times 2 in Feet
Note on BR87: Jafe: Post Embed Length in Feet Based on Soil Table
Note on BS87: Jafe: Frost depth Times 2 in Feet
Note on BY87: Jafe: Post Embed Length in Feet Based on Soil Table
Note on BZ87: Jafe: Frost depth Times 2 in Feet
Note on CF87: Jafe: Post Embed Length in Feet Based on Soil Table
Note on CG87: Jafe: Frost depth Times 2 in Feet
Note on CM87: Jafe: Post Embed Length in Feet Based on Soil Table
Note on CN87: Jafe: Frost depth Times 2 in Feet
Note on CT87: Jafe: Post Embed Length in Feet Based on Soil Table
Note on CU87: Jafe: Frost depth Times 2 in Feet
Note on DA87: Jafe: Post Embed Length in Feet Based on Soil Table
Note on DB87: Jafe: Frost depth Times 2 in Feet
Note on DH87: Jafe: Post Embed Length in Feet Based on Soil Table
Note on DI87: Jafe: Frost depth Times 2 in Feet
Note on DO87: Jafe: Post Embed Length in Feet Based on Soil Table
Note on DP87: Jafe: Frost depth Times 2 in Feet
Note on DV87: Jafe: Post Embed Length in Feet Based on Soil Table
Note on DW87: Jafe: Frost depth Times 2 in Feet
Note on EC87: Jafe: Post Embed Length in Feet Based on Soil Table
Note on ED87: Jafe: Frost depth Times 2 in Feet
Note on EJ87: Jafe: Post Embed Length in Feet Based on Soil Table
Note on EK87: Jafe: Frost depth Times 2 in Feet
Note on EQ87: Jafe: Post Embed Length in Feet Based on Soil Table
Note on ER87: Jafe: Frost depth Times 2 in Feet
Note on BL88: Jafe: Modify Post Length
Note on BM88: Jafe: Average Post Length if using (2) post system
Note on BS88: Jafe: Modify Post Length
Note on BT88: Jafe: Average Post Length if using (2) post system
Note on BZ88: Jafe: Modify Post Length
Note on CA88: Jafe: Average Post Length if using (2) post system
Note on CG88: Jafe: Modify Post Length
Note on CH88: Jafe: Average Post Length if using (2) post system
Note on CN88: Jafe: Modify Post Length
Note on CO88: Jafe: Average Post Length if using (2) post system
Note on CU88: Jafe: Modify Post Length
Note on CV88: Jafe: Average Post Length if using (2) post system
Note on DB88: Jafe: Modify Post Length
Note on DC88: Jafe: Average Post Length if using (2) post system
Note on DI88: Jafe: Modify Post Length
Note on DJ88: Jafe: Average Post Length if using (2) post system
Note on DP88: Jafe: Modify Post Length
Note on DQ88: Jafe: Average Post Length if using (2) post system
Note on DW88: Jafe: Modify Post Length
Note on DX88: Jafe: Average Post Length if using (2) post system
Note on ED88: Jafe: Modify Post Length
Note on EE88: Jafe: Average Post Length if using (2) post system
Note on EK88: Jafe: Modify Post Length
Note on EL88: Jafe: Average Post Length if using (2) post system
Note on ER88: Jafe: Modify Post Length
Note on ES88: Jafe: Average Post Length if using (2) post system
Note on BK89: Jafe: Post Embed Length in Feet Based on Soil Table
Note on BL89: Jafe: Frost depth Times 2 in Feet
Note on BR89: Jafe: Post Embed Length in Feet Based on Soil Table
Note on BS89: Jafe: Frost depth Times 2 in Feet
Note on BY89: Jafe: Post Embed Length in Feet Based on Soil Table
Note on BZ89: Jafe: Frost depth Times 2 in Feet
Note on CF89: Jafe: Post Embed Length in Feet Based on Soil Table
Note on CG89: Jafe: Frost depth Times 2 in Feet
Note on CM89: Jafe: Post Embed Length in Feet Based on Soil Table
Note on CN89: Jafe: Frost depth Times 2 in Feet
Note on CT89: Jafe: Post Embed Length in Feet Based on Soil Table
Note on CU89: Jafe: Frost depth Times 2 in Feet
Note on DA89: Jafe: Post Embed Length in Feet Based on Soil Table
Note on DB89: Jafe: Frost depth Times 2 in Feet
Note on DH89: Jafe: Post Embed Length in Feet Based on Soil Table
Note on DI89: Jafe: Frost depth Times 2 in Feet
Note on DO89: Jafe: Post Embed Length in Feet Based on Soil Table
Note on DP89: Jafe: Frost depth Times 2 in Feet
Note on DV89: Jafe: Post Embed Length in Feet Based on Soil Table
Note on DW89: Jafe: Frost depth Times 2 in Feet
Note on EC89: Jafe: Post Embed Length in Feet Based on Soil Table
Note on ED89: Jafe: Frost depth Times 2 in Feet
Note on EJ89: Jafe: Post Embed Length in Feet Based on Soil Table
Note on EK89: Jafe: Frost depth Times 2 in Feet
Note on EQ89: Jafe: Post Embed Length in Feet Based on Soil Table
Note on ER89: Jafe: Frost depth Times 2 in Feet
Note on BL90: Jafe: Modify Post Length
Note on BM90: Jafe: Average Post Length if using (2) post system
Note on BS90: Jafe: Modify Post Length
Note on BT90: Jafe: Average Post Length if using (2) post system
Note on BZ90: Jafe: Modify Post Length
Note on CA90: Jafe: Average Post Length if using (2) post system
Note on CG90: Jafe: Modify Post Length
Note on CH90: Jafe: Average Post Length if using (2) post system
Note on CN90: Jafe: Modify Post Length
Note on CO90: Jafe: Average Post Length if using (2) post system
Note on CU90: Jafe: Modify Post Length
Note on CV90: Jafe: Average Post Length if using (2) post system
Note on DB90: Jafe: Modify Post Length
Note on DC90: Jafe: Average Post Length if using (2) post system
Note on DI90: Jafe: Modify Post Length
Note on DJ90: Jafe: Average Post Length if using (2) post system
Note on DP90: Jafe: Modify Post Length
Note on DQ90: Jafe: Average Post Length if using (2) post system
Note on DW90: Jafe: Modify Post Length
Note on DX90: Jafe: Average Post Length if using (2) post system
Note on ED90: Jafe: Modify Post Length
Note on EE90: Jafe: Average Post Length if using (2) post system
Note on EK90: Jafe: Modify Post Length
Note on EL90: Jafe: Average Post Length if using (2) post system
Note on ER90: Jafe: Modify Post Length
Note on ES90: Jafe: Average Post Length if using (2) post system
Note on BK142: Jafe: Frost depth Times 2 in Feet
Note on BL142: Jafe: Post Embed Length in Feet Based on Soil Table
Note on BR142: Jafe: Frost depth Times 2 in Feet
Note on BS142: Jafe: Post Embed Length in Feet Based on Soil Table
Note on BY142: Jafe: Frost depth Times 2 in Feet
Note on BZ142: Jafe: Post Embed Length in Feet Based on Soil Table
Note on CF142: Jafe: Frost depth Times 2 in Feet
Note on CG142: Jafe: Post Embed Length in Feet Based on Soil Table
Note on CM142: Jafe: Frost depth Times 2 in Feet
Note on CN142: Jafe: Post Embed Length in Feet Based on Soil Table
Note on CT142: Jafe: Frost depth Times 2 in Feet
Note on CU142: Jafe: Post Embed Length in Feet Based on Soil Table
Note on DA142: Jafe: Frost depth Times 2 in Feet
Note on DB142: Jafe: Post Embed Length in Feet Based on Soil Table
Note on DH142: Jafe: Frost depth Times 2 in Feet
Note on DI142: Jafe: Post Embed Length in Feet Based on Soil Table
Note on DO142: Jafe: Frost depth Times 2 in Feet
Note on DP142: Jafe: Post Embed Length in Feet Based on Soil Table
Note on DV142: Jafe: Frost depth Times 2 in Feet
Note on DW142: Jafe: Post Embed Length in Feet Based on Soil Table
Note on EC142: Jafe: Frost depth Times 2 in Feet
Note on ED142: Jafe: Post Embed Length in Feet Based on Soil Table
Note on EJ142: Jafe: Frost depth Times 2 in Feet
Note on EK142: Jafe: Post Embed Length in Feet Based on Soil Table
Note on EQ142: Jafe: Frost depth Times 2 in Feet
Note on ER142: Jafe: Post Embed Length in Feet Based on Soil Table
Note on BL153: Jafe: Modify Post Embed Length
Note on BM153: Jafe: Post Embed Length in Feet Based on Soil Table
Note on BS153: Jafe: Modify Post Embed Length
Note on BT153: Jafe: Post Embed Length in Feet Based on Soil Table
Note on BZ153: Jafe: Modify Post Embed Length
Note on CA153: Jafe: Post Embed Length in Feet Based on Soil Table
Note on CG153: Jafe: Modify Post Embed Length
Note on CH153: Jafe: Post Embed Length in Feet Based on Soil Table
Note on CN153: Jafe: Modify Post Embed Length
Note on CO153: Jafe: Post Embed Length in Feet Based on Soil Table
Note on CU153: Jafe: Modify Post Embed Length
Note on CV153: Jafe: Post Embed Length in Feet Based on Soil Table
Note on DB153: Jafe: Modify Post Embed Length
Note on DC153: Jafe: Post Embed Length in Feet Based on Soil Table
Note on DI153: Jafe: Modify Post Embed Length
Note on DJ153: Jafe: Post Embed Length in Feet Based on Soil Table
Note on DP153: Jafe: Modify Post Embed Length
Note on DQ153: Jafe: Post Embed Length in Feet Based on Soil Table
Note on DW153: Jafe: Modify Post Embed Length
Note on DX153: Jafe: Post Embed Length in Feet Based on Soil Table
Note on ED153: Jafe: Modify Post Embed Length
Note on EE153: Jafe: Post Embed Length in Feet Based on Soil Table
Note on EK153: Jafe: Modify Post Embed Length
Note on EL153: Jafe: Post Embed Length in Feet Based on Soil Table
Note on ER153: Jafe: Modify Post Embed Length
Note on ES153: Jafe: Post Embed Length in Feet Based on Soil Table
Note on BL154: Jafe: Modify Post Embed Length
Note on BM154: Jafe: Post Embed Length in Feet Based on Soil Table
Note on BS154: Jafe: Modify Post Embed Length
Note on BT154: Jafe: Post Embed Length in Feet Based on Soil Table
Note on BZ154: Jafe: Modify Post Embed Length
Note on CA154: Jafe: Post Embed Length in Feet Based on Soil Table
Note on CG154: Jafe: Modify Post Embed Length
Note on CH154: Jafe: Post Embed Length in Feet Based on Soil Table
Note on CN154: Jafe: Modify Post Embed Length
Note on CO154: Jafe: Post Embed Length in Feet Based on Soil Table
Note on CU154: Jafe: Modify Post Embed Length
Note on CV154: Jafe: Post Embed Length in Feet Based on Soil Table
Note on DB154: Jafe: Modify Post Embed Length
Note on DC154: Jafe: Post Embed Length in Feet Based on Soil Table
Note on DI154: Jafe: Modify Post Embed Length
Note on DJ154: Jafe: Post Embed Length in Feet Based on Soil Table
Note on DP154: Jafe: Modify Post Embed Length
Note on DQ154: Jafe: Post Embed Length in Feet Based on Soil Table
Note on DW154: Jafe: Modify Post Embed Length
Note on DX154: Jafe: Post Embed Length in Feet Based on Soil Table
Note on ED154: Jafe: Modify Post Embed Length
Note on EE154: Jafe: Post Embed Length in Feet Based on Soil Table
Note on EK154: Jafe: Modify Post Embed Length
Note on EL154: Jafe: Post Embed Length in Feet Based on Soil Table
Note on ER154: Jafe: Modify Post Embed Length
Note on ES154: Jafe: Post Embed Length in Feet Based on Soil Table
Note on BL155: Jafe: Modify Post Embed Length
Note on BM155: Jafe: Post Embed Length in Feet Based on Soil Table
Note on BS155: Jafe: Modify Post Embed Length
Note on BT155: Jafe: Post Embed Length in Feet Based on Soil Table
Note on BZ155: Jafe: Modify Post Embed Length
Note on CA155: Jafe: Post Embed Length in Feet Based on Soil Table
Note on CG155: Jafe: Modify Post Embed Length
Note on CH155: Jafe: Post Embed Length in Feet Based on Soil Table
Note on CN155: Jafe: Modify Post Embed Length
Note on CO155: Jafe: Post Embed Length in Feet Based on Soil Table
Note on CU155: Jafe: Modify Post Embed Length
Note on CV155: Jafe: Post Embed Length in Feet Based on Soil Table
Note on DB155: Jafe: Modify Post Embed Length
Note on DC155: Jafe: Post Embed Length in Feet Based on Soil Table
Note on DI155: Jafe: Modify Post Embed Length
Note on DJ155: Jafe: Post Embed Length in Feet Based on Soil Table
Note on DP155: Jafe: Modify Post Embed Length
Note on DQ155: Jafe: Post Embed Length in Feet Based on Soil Table
Note on DW155: Jafe: Modify Post Embed Length
Note on DX155: Jafe: Post Embed Length in Feet Based on Soil Table
Note on ED155: Jafe: Modify Post Embed Length
Note on EE155: Jafe: Post Embed Length in Feet Based on Soil Table
Note on EK155: Jafe: Modify Post Embed Length
Note on EL155: Jafe: Post Embed Length in Feet Based on Soil Table
Note on ER155: Jafe: Modify Post Embed Length
Note on ES155: Jafe: Post Embed Length in Feet Based on Soil Table
Note on BL235: Surfacing width
Note on BS235: Surfacing width
Note on BZ235: Surfacing width
Note on CG235: Surfacing width
Note on CN235: Surfacing width
Note on CU235: Surfacing width
Note on DB235: Surfacing width
Note on DI235: Surfacing width
Note on DP235: Surfacing width
Note on DW235: Surfacing width
Note on ED235: Surfacing width
Note on EK235: Surfacing width
Note on ER235: Surfacing width
Note on BJ236: WTG Spacing, Roads
Note on BL236: Surfacing width
Note on BQ236: WTG Spacing, Roads
Note on BS236: Surfacing width
Note on BX236: WTG Spacing, Roads
Note on BZ236: Surfacing width
Note on CE236: WTG Spacing, Roads
Note on CG236: Surfacing width
Note on CL236: WTG Spacing, Roads
Note on CN236: Surfacing width
Note on CS236: WTG Spacing, Roads
Note on CU236: Surfacing width
Note on CZ236: WTG Spacing, Roads
Note on DB236: Surfacing width
Note on DG236: WTG Spacing, Roads
Note on DI236: Surfacing width
Note on DN236: WTG Spacing, Roads
Note on DP236: Surfacing width
Note on DU236: WTG Spacing, Roads
Note on DW236: Surfacing width
Note on EB236: WTG Spacing, Roads
Note on ED236: Surfacing width
Note on EI236: WTG Spacing, Roads
Note on EK236: Surfacing width
Note on EP236: WTG Spacing, Roads
Note on ER236: Surfacing width
Note on BL256: T.A.Sihvola: Miles of Hauling from Assumption Sheet
Note on BS256: T.A.Sihvola: Miles of Hauling from Assumption Sheet
Note on BZ256: T.A.Sihvola: Miles of Hauling from Assumption Sheet
Note on CG256: T.A.Sihvola: Miles of Hauling from Assumption Sheet
Note on CN256: T.A.Sihvola: Miles of Hauling from Assumption Sheet
Note on CU256: T.A.Sihvola: Miles of Hauling from Assumption Sheet
Note on DB256: T.A.Sihvola: Miles of Hauling from Assumption Sheet
Note on DI256: T.A.Sihvola: Miles of Hauling from Assumption Sheet
Note on DP256: T.A.Sihvola: Miles of Hauling from Assumption Sheet
Note on DW256: T.A.Sihvola: Miles of Hauling from Assumption Sheet
Note on ED256: T.A.Sihvola: Miles of Hauling from Assumption Sheet
Note on EK256: T.A.Sihvola: Miles of Hauling from Assumption Sheet
Note on ER256: T.A.Sihvola: Miles of Hauling from Assumption Sheet
Note on BL394: Jafe: pole spacing default; you can change this
Note on BS394: Jafe: pole spacing default; you can change this
Note on BZ394: Jafe: pole spacing default; you can change this
Note on CG394: Jafe: pole spacing default; you can change this
Note on CN394: Jafe: pole spacing default; you can change this
Note on CU394: Jafe: pole spacing default; you can change this
Note on DB394: Jafe: pole spacing default; you can change this
Note on DI394: Jafe: pole spacing default; you can change this
Note on DP394: Jafe: pole spacing default; you can change this
Note on DW394: Jafe: pole spacing default; you can change this
Note on ED394: Jafe: pole spacing default; you can change this
Note on EK394: Jafe: pole spacing default; you can change this
Note on ER394: Jafe: pole spacing default; you can change this
Note on BL434: Jafe: Length of Cassion in Ft.
Note on BS434: Jafe: Length of Cassion in Ft.
Note on BZ434: Jafe: Length of Cassion in Ft.
Note on CG434: Jafe: Length of Cassion in Ft.
Note on CN434: Jafe: Length of Cassion in Ft.
Note on CU434: Jafe: Length of Cassion in Ft.
Note on DB434: Jafe: Length of Cassion in Ft.
Note on DI434: Jafe: Length of Cassion in Ft.
Note on DP434: Jafe: Length of Cassion in Ft.
Note on DW434: Jafe: Length of Cassion in Ft.
Note on ED434: Jafe: Length of Cassion in Ft.
Note on EK434: Jafe: Length of Cassion in Ft.
Note on ER434: Jafe: Length of Cassion in Ft.
Note on BL435: Jafe: Depth of Footers
Note on BS435: Jafe: Depth of Footers
Note on BZ435: Jafe: Depth of Footers
Note on CG435: Jafe: Depth of Footers
Note on CN435: Jafe: Depth of Footers
Note on CU435: Jafe: Depth of Footers
Note on DB435: Jafe: Depth of Footers
Note on DI435: Jafe: Depth of Footers
Note on DP435: Jafe: Depth of Footers
Note on DW435: Jafe: Depth of Footers
Note on ED435: Jafe: Depth of Footers
Note on EK435: Jafe: Depth of Footers
Note on ER435: Jafe: Depth of Footers
Note on BL436: Jafe: Thickness of Gravel
Note on BS436: Jafe: Thickness of Gravel
Note on BZ436: Jafe: Thickness of Gravel
Note on CG436: Jafe: Thickness of Gravel
Note on CN436: Jafe: Thickness of Gravel
Note on CU436: Jafe: Thickness of Gravel
Note on DB436: Jafe: Thickness of Gravel
Note on DI436: Jafe: Thickness of Gravel
Note on DP436: Jafe: Thickness of Gravel
Note on DW436: Jafe: Thickness of Gravel
Note on ED436: Jafe: Thickness of Gravel
Note on EK436: Jafe: Thickness of Gravel
Note on ER436: Jafe: Thickness of Gravel
Note on BL443: Jafe: Depth of Footers
Note on BS443: Jafe: Depth of Footers
Note on BZ443: Jafe: Depth of Footers
Note on CG443: Jafe: Depth of Footers
Note on CN443: Jafe: Depth of Footers
Note on CU443: Jafe: Depth of Footers
Note on DB443: Jafe: Depth of Footers
Note on DI443: Jafe: Depth of Footers
Note on DP443: Jafe: Depth of Footers
Note on DW443: Jafe: Depth of Footers
Note on ED443: Jafe: Depth of Footers
Note on EK443: Jafe: Depth of Footers
Note on ER443: Jafe: Depth of Footers
Note on BL466: Jafe: % of trench hitting hard soil
Note on BS466: Jafe: % of trench hitting hard soil
Note on BZ466: Jafe: % of trench hitting hard soil
Note on CG466: Jafe: % of trench hitting hard soil
Note on CN466: Jafe: % of trench hitting hard soil
Note on CU466: Jafe: % of trench hitting hard soil
Note on DB466: Jafe: % of trench hitting hard soil
Note on DI466: Jafe: % of trench hitting hard soil
Note on DP466: Jafe: % of trench hitting hard soil
Note on DW466: Jafe: % of trench hitting hard soil
Note on ED466: Jafe: % of trench hitting hard soil
Note on EK466: Jafe: % of trench hitting hard soil
Note on ER466: Jafe: % of trench hitting hard soil
Note on BL523: Jafe: You can overide the trenching hardness
Note on BS523: Jafe: You can overide the trenching hardness
Note on BZ523: Jafe: You can overide the trenching hardness
Note on CG523: Jafe: You can overide the trenching hardness
Note on CN523: Jafe: You can overide the trenching hardness
Note on CU523: Jafe: You can overide the trenching hardness
Note on DB523: Jafe: You can overide the trenching hardness
Note on DI523: Jafe: You can overide the trenching hardness
Note on DP523: Jafe: You can overide the trenching hardness
Note on DW523: Jafe: You can overide the trenching hardness
Note on ED523: Jafe: You can overide the trenching hardness
Note on EK523: Jafe: You can overide the trenching hardness
Note on ER523: Jafe: You can overide the trenching hardness
Note on BJ585: Jafe: Low Bay + High Bay
Note on BQ585: Jafe: Low Bay + High Bay
Note on BX585: Jafe: Low Bay + High Bay
Note on CE585: Jafe: Low Bay + High Bay
Note on CL585: Jafe: Low Bay + High Bay
Note on CS585: Jafe: Low Bay + High Bay
Note on CZ585: Jafe: Low Bay + High Bay
Note on DG585: Jafe: Low Bay + High Bay
Note on DN585: Jafe: Low Bay + High Bay
Note on DU585: Jafe: Low Bay + High Bay
Note on EB585: Jafe: Low Bay + High Bay
Note on EI585: Jafe: Low Bay + High Bay
Note on EP585: Jafe: Low Bay + High Bay
Note on BJ601: Jafe: Manual Entry
Note on BQ601: Jafe: Manual Entry
Note on BX601: Jafe: Manual Entry
Note on CE601: Jafe: Manual Entry
Note on CL601: Jafe: Manual Entry
Note on CS601: Jafe: Manual Entry
Note on CZ601: Jafe: Manual Entry
Note on DG601: Jafe: Manual Entry
Note on DN601: Jafe: Manual Entry
Note on DU601: Jafe: Manual Entry
Note on EB601: Jafe: Manual Entry
Note on EI601: Jafe: Manual Entry
Note on EP601: Jafe: Manual Entry
Note on BJ616: Jafe: Manual Entry
Note on BL616: Jafe: Manual Entry
Note on BM616: Jafe: Manual Entry
Note on BQ616: Jafe: Manual Entry
Note on BS616: Jafe: Manual Entry
Note on BT616: Jafe: Manual Entry
Note on BX616: Jafe: Manual Entry
Note on BZ616: Jafe: Manual Entry
Note on CA616: Jafe: Manual Entry
Note on CE616: Jafe: Manual Entry
Note on CG616: Jafe: Manual Entry
Note on CH616: Jafe: Manual Entry
Note on CL616: Jafe: Manual Entry
Note on CN616: Jafe: Manual Entry
Note on CO616: Jafe: Manual Entry
Note on CS616: Jafe: Manual Entry
Note on CU616: Jafe: Manual Entry
Note on CV616: Jafe: Manual Entry
Note on CZ616: Jafe: Manual Entry
Note on DB616: Jafe: Manual Entry
Note on DC616: Jafe: Manual Entry
Note on DG616: Jafe: Manual Entry
Note on DI616: Jafe: Manual Entry
Note on DJ616: Jafe: Manual Entry
Note on DN616: Jafe: Manual Entry
Note on DP616: Jafe: Manual Entry
Note on DQ616: Jafe: Manual Entry
Note on DU616: Jafe: Manual Entry
Note on DW616: Jafe: Manual Entry
Note on DX616: Jafe: Manual Entry
Note on EB616: Jafe: Manual Entry
Note on ED616: Jafe: Manual Entry
Note on EE616: Jafe: Manual Entry
Note on EI616: Jafe: Manual Entry
Note on EK616: Jafe: Manual Entry
Note on EL616: Jafe: Manual Entry
Note on EP616: Jafe: Manual Entry
Note on ER616: Jafe: Manual Entry
Note on ES616: Jafe: Manual Entry
Note on BJ623: Jafe: Manual Entry
Note on BL623: Jafe: Manual Entry
Note on BM623: Jafe: Manual Entry
Note on BQ623: Jafe: Manual Entry
Note on BS623: Jafe: Manual Entry
Note on BT623: Jafe: Manual Entry
Note on BX623: Jafe: Manual Entry
Note on BZ623: Jafe: Manual Entry
Note on CA623: Jafe: Manual Entry
Note on CE623: Jafe: Manual Entry
Note on CG623: Jafe: Manual Entry
Note on CH623: Jafe: Manual Entry
Note on CL623: Jafe: Manual Entry
Note on CN623: Jafe: Manual Entry
Note on CO623: Jafe: Manual Entry
Note on CS623: Jafe: Manual Entry
Note on CU623: Jafe: Manual Entry
Note on CV623: Jafe: Manual Entry
Note on CZ623: Jafe: Manual Entry
Note on DB623: Jafe: Manual Entry
Note on DC623: Jafe: Manual Entry
Note on DG623: Jafe: Manual Entry
Note on DI623: Jafe: Manual Entry
Note on DJ623: Jafe: Manual Entry
Note on DN623: Jafe: Manual Entry
Note on DP623: Jafe: Manual Entry
Note on DQ623: Jafe: Manual Entry
Note on DU623: Jafe: Manual Entry
Note on DW623: Jafe: Manual Entry
Note on DX623: Jafe: Manual Entry
Note on EB623: Jafe: Manual Entry
Note on ED623: Jafe: Manual Entry
Note on EE623: Jafe: Manual Entry
Note on EI623: Jafe: Manual Entry
Note on EK623: Jafe: Manual Entry
Note on EL623: Jafe: Manual Entry
Note on EP623: Jafe: Manual Entry
Note on ER623: Jafe: Manual Entry
Note on ES623: Jafe: Manual Entry
Note on BJ624: Jafe: Manual Entry
Note on BL624: Jafe: Manual Entry
Note on BM624: Jafe: Manual Entry
Note on BQ624: Jafe: Manual Entry
Note on BS624: Jafe: Manual Entry
Note on BT624: Jafe: Manual Entry
Note on BX624: Jafe: Manual Entry
Note on BZ624: Jafe: Manual Entry
Note on CA624: Jafe: Manual Entry
Note on CE624: Jafe: Manual Entry
Note on CG624: Jafe: Manual Entry
Note on CH624: Jafe: Manual Entry
Note on CL624: Jafe: Manual Entry
Note on CN624: Jafe: Manual Entry
Note on CO624: Jafe: Manual Entry
Note on CS624: Jafe: Manual Entry
Note on CU624: Jafe: Manual Entry
Note on CV624: Jafe: Manual Entry
Note on CZ624: Jafe: Manual Entry
Note on DB624: Jafe: Manual Entry
Note on DC624: Jafe: Manual Entry
Note on DG624: Jafe: Manual Entry
Note on DI624: Jafe: Manual Entry
Note on DJ624: Jafe: Manual Entry
Note on DN624: Jafe: Manual Entry
Note on DP624: Jafe: Manual Entry
Note on DQ624: Jafe: Manual Entry
Note on DU624: Jafe: Manual Entry
Note on DW624: Jafe: Manual Entry
Note on DX624: Jafe: Manual Entry
Note on EB624: Jafe: Manual Entry
Note on ED624: Jafe: Manual Entry
Note on EE624: Jafe: Manual Entry
Note on EI624: Jafe: Manual Entry
Note on EK624: Jafe: Manual Entry
Note on EL624: Jafe: Manual Entry
Note on EP624: Jafe: Manual Entry
Note on ER624: Jafe: Manual Entry
Note on ES624: Jafe: Manual Entry
Note on BL663: Jafe: Ft of cut needed
Note on BS663: Jafe: Ft of cut needed
Note on BZ663: Jafe: Ft of cut needed
Note on CG663: Jafe: Ft of cut needed
Note on CN663: Jafe: Ft of cut needed
Note on CU663: Jafe: Ft of cut needed
Note on DB663: Jafe: Ft of cut needed
Note on DI663: Jafe: Ft of cut needed
Note on DP663: Jafe: Ft of cut needed
Note on DW663: Jafe: Ft of cut needed
Note on ED663: Jafe: Ft of cut needed
Note on EK663: Jafe: Ft of cut needed
Note on ER663: Jafe: Ft of cut needed
Note on BL665: Jafe: Ft of fill needed
Note on BS665: Jafe: Ft of fill needed
Note on BZ665: Jafe: Ft of fill needed
Note on CG665: Jafe: Ft of fill needed
Note on CN665: Jafe: Ft of fill needed
Note on CU665: Jafe: Ft of fill needed
Note on DB665: Jafe: Ft of fill needed
Note on DI665: Jafe: Ft of fill needed
Note on DP665: Jafe: Ft of fill needed
Note on DW665: Jafe: Ft of fill needed
Note on ED665: Jafe: Ft of fill needed
Note on EK665: Jafe: Ft of fill needed
Note on ER665: Jafe: Ft of fill needed
Note on BL667: Jafe: Number of Sides needing drainage
Note on BS667: Jafe: Number of Sides needing drainage
Note on BZ667: Jafe: Number of Sides needing drainage
Note on CG667: Jafe: Number of Sides needing drainage
Note on CN667: Jafe: Number of Sides needing drainage
Note on CU667: Jafe: Number of Sides needing drainage
Note on DB667: Jafe: Number of Sides needing drainage
Note on DI667: Jafe: Number of Sides needing drainage
Note on DP667: Jafe: Number of Sides needing drainage
Note on DW667: Jafe: Number of Sides needing drainage
Note on ED667: Jafe: Number of Sides needing drainage
Note on EK667: Jafe: Number of Sides needing drainage
Note on ER667: Jafe: Number of Sides needing drainage

## ARO Key Parameters
[6 empty] | ARO |  | Overwrite With Key Parameters? | No | No | No | No | No | No | No | No | No | No | No | No | No | No | Start with Column O
[6 empty] | Assump Column | Decommissioning - Demolition and Salvage Value |  | H | I | J | K | L | M | N | O | P | Q | R | S | T | U | <---- Sleeve Selection
[7 empty] | Key Parameters Document | [15 empty] | Copy Sleeve and paste to right
[6 empty] | Estimate Date | Revision Date: 6/16/2020 | Entry Date | 2024-02-02 | 2024-02-02 | 2024-02-02 | 2024-02-02 | 2024-02-02 | 2024-02-02 | 2024-02-02 | 2024-02-02 | 2024-02-02 | 2024-02-02 | 2024-02-02 | 2024-02-02 | 2024-02-02 | #N/A | for each new estimate sleeve
[23 empty] | Example | Model!X$ | <---DO NOT DELETE
Match Key | Match Key | Match Key | Match Key | Match Key | Match Key | Match Key | Parameter | Unit of Measure | Quantity or Response | Quantity or Response | Quantity or Response | Quantity or Response | Quantity or Response | Quantity or Response | Quantity or Response | Quantity or Response | Quantity or Response | Quantity or Response | Quantity or Response | Quantity or Response | Quantity or Response | Quantity or Response | Quantity or Response | Response Options
[6 empty] | Project Name | Project Name | User Entry | Red Pricing Project Name | Jafe S-Power 200 | Jafe S-Power 80 | Roundhouse Solar | Roundhouse Solar | Red Pricing Project Name | Step 0 Template Updates | Step 1: Maturity Index | Step 1: COD | Step 2: Modules & Pricing & SH | Step 2: O&M Bldg Smaller | Step 4: Kv115 to 35 |  | #N/A | Sunny Solar Farm | Do not change Response Options
[6 empty] | Proposal Name | Proposal Name | User Entry | Red Pricing Proposal Name | Jafe S-Power 1.4 | Jafe S-Power 1.35 | Roundhouse Solar Proposal | Roundhouse Solar Proposal | Red Pricing Proposal Name | Roundhouse Solar Proposal | Round House Solar 80MW | Roundhouse Solar Proposal | Round House Solar 80MW | Roundhouse Solar Proposal | Round House Solar 80MW |  | #N/A | Sunny Solar Farm | Do not change Response Options
[6 empty] | Scenario Name | Scenario Name | User Entry | Red Pricing Scenario Name | Jafe S-Power 0.4 | Jafe S-Power 0.34 | Roundhouse Solar 80 MW PPA - Refresh Jan 2024 | Roundhouse Solar 80 MW PPA - Refresh Jan 2024 | Red Pricing Scenario Name | Roundhouse Solar 80 MW PPA - Refresh Jan 2024 | 80MW Solar Only | Roundhouse Solar 80 MW PPA - Refresh Jan 2024 | 80MW Solar Only | Roundhouse Solar 80 MW PPA - Refresh Jan 2024 | 80MW Solar Only |  | #N/A | Sunny Solar Farm | Do not change Response Options
[7 empty] | Project Number | User Entry | [14 empty] | 3210
[6 empty] | Intended COD | COD Year | Year | 2026 | 2026 | 2027 | 2027 | 2026 | 2026 | 2026 | 2026 | 2027 | 2026 | 2027 | 2026 | #VALUE! | #N/A | 2018
[6 empty] | Project Location, State | State | Picklist | Texas | Texas | Wyoming | Wyoming | Wyoming | Texas | Wyoming | Wyoming | Wyoming | Wyoming | Wyoming | Wyoming | #N/A | #N/A | California | Alberta* | Alaska | Alabama | Arkansas | Arizona | British Columbia* | California | Colorado | Connecticut | Washington, DC | Delaware | Florida | Georgia | Hawaii | Iowa | Idaho | Illinois | Indiana | Kansas | Kentucky | Louisiana | Massachusetts | Manitoba* | Maryland | Maine | Michigan | Minnesota | Missouri | Mississippi | Montana | New Brunswick* | North Carolina | North Dakota | Nebraska | New Hampshire | New Jersey North | New Jersey South | New Mexico | Nova Scotia* | Nevada | New York City Area | New York East | New York West | Ohio | Oklahoma | Ontario* | Oregon | Pennsylvania East | Pennsylvania West | Quebec* | Rhode Island | South Carolina | South Dakota | Saskatchewan* | Tennessee | Texas | Utah | Virginia | Vermont | Washington | Wisconsin | West Virginia | Wyoming
|  |  | S4.1011 | D7.1006 | D4.1001 | Name Plate Rating, Mwe (Nominal) AC | Plant MWac | MWac | 200 | 200 | 80 | 80 | 80 | 200 | 80 | 80 | 80 | 80 | 80 | 80 |  | #N/A | 100
|  |  |  | D4.1001 |  | Plant DC Size (MWdc) | Plant MWdc | MWdc | 280 | 280 | 108 | 108 | 108 | 280 | 108 | 108 | 108 | 108 | 108 | 108 | #VALUE! | #N/A | 150
[5 empty] | D2.1007 | GCR | GCR | Ratio | 0.4 | 0.4 | 0.34 | 0.34 | 0.34 | 0.4 | 0.34 | 0.34 | 0.34 | 0.34 | 0.34 | 0.34 |  | #N/A
|  |  | D2.1005 | D2.1003 |  | Solar Area (minimum required, No Switch Yard) Ac. | Site Acreage | Acres | 977.2683 | 979.8989 | 444.6599 | 456.6507 | 456.6779 | 979.8989 | 444.6599 | 456.6779 | 444.6599 | 444.6599 | 444.6599 | 444.6599 | #VALUE! | #N/A | 550
|  |  |  | D2.1004 | D2.1005 | Terrain | Terrain Classification | Picklist | Flat Land | Flat Land | Hilly | Hilly | Hilly | Flat Land | Hilly | Hilly | Hilly | Hilly | Hilly | Hilly |  | #N/A | Flat Land | Flat Land | Rolling Hills | Hilly | Steep Hills | Mountains
[5 empty] | D2.1003 | Land Use | Landcover Classification | Picklist | Ranching | Ranching | Ranching | Ranching | Ranching | Ranching | Ranching | Ranching | Ranching | Ranching | Ranching | Ranching |  | #N/A | Desert | Desert | Farm Land | Forrest | Other | Ranching
|  | D4.1001 |  |  |  | Quantity of Modules | Module Count | Each | 491229 | 491229 | 189474 | 189474 | 194595 | 491229 | 189474 | 194595 | 189474 | 189474 | 189474 | 189474 | #VALUE! | #N/A | 468750
[6 empty] | Primary Blended Module Manufacturer & Size | Module Supplier | Picklist | BYD 585 | BYD 585 | BYD 585 | BYD 585 | BYD 565 | BYD 585 | BYD 585 | BYD 565 | BYD 585 | BYD 585 | BYD 585 | BYD 585 |  | #N/A | Hanwah | Hanwah | Trina | Jinko | First Solar | SunPower | Other
|  |  | D4.1001 | D9.1014 | S3.1001 | Module Type | Module Type | Picklist | 144 Cell | 144 Cell | 144 Cell | 144 Cell | 144 Cell | 144 Cell | 144 Cell | 144 Cell | 144 Cell | 144 Cell | 144 Cell | 144 Cell |  | #N/A | 72 Cell | Thin Film - Small (Series 5 or Earlier) | Thin Film - Large (Series 6) | 60 Cell | 72 Cell
[7 empty] | TCLP Testing Results | Picklist | Pass | Pass | Pass | Pass | Pass | Pass | Pass | Pass | Pass | Pass | Pass | Pass | #N/A | #N/A | Pass | Pass | Fail | N/A
[7 empty] | First Solar Contractual Recycling Program | Picklist | [14 empty] | No | Yes | No | bar: H to U
[7 empty] | California Hazardous Waste Test Results | Picklist | N/A | N/A | N/A | N/A | N/A | N/A | N/A | N/A | N/A | N/A | N/A | N/A | #N/A | #N/A | Pass | Pass | Fail | N/A
[6 empty] | Module Length | Module Dimensions - Long | Meters | 2.278 | 2.278 | 2.278 | 2.278 | 2.278 | 2.278 | 2.278 | 2.278 | 2.278 | 2.278 | 2.278 | 2.278 | #VALUE! | #N/A | 2
[6 empty] | Module Width | Module Dimension - Short | Meters | 1.134 | 1.134 | 1.134 | 1.134 | 1.134 | 1.134 | 1.134 | 1.134 | 1.134 | 1.134 | 1.134 | 1.134 | #VALUE! | #N/A | 1
|  |  |  | D4.1002 | Module Orientation | Racking Manufacturer | Racking System Type | Picklist | Tracker - Distributed | Tracker - Distributed | Tracker - Distributed | Tracker - Distributed | Tracker - Distributed | Tracker - Distributed | Tracker - Distributed | Tracker - Distributed | Tracker - Distributed | Tracker - Distributed | Tracker - Distributed | Tracker - Distributed | Tracker - Distributed | #N/A | Tracker - Linked | Fixed - Portrait | Fixed - Landscape | Tracker - Linked | Tracker - Distributed
[6 empty] | D4.1002 | Racking System - Fixed Racking Count | Tables | N/A | N/A | N/A | N/A | N/A | N/A | N/A | N/A | N/A | N/A | N/A | N/A | N/A | N/A | N/A
[7 empty] | Fixed Racking - Number of Modules per Table | Each | N/A | N/A | N/A | N/A | N/A | N/A | N/A | N/A | N/A | N/A | N/A | N/A | N/A | N/A | N/A
[5 empty] | D4.1002 |  | Racking System - Tracker Racking Count | Trackers | 6368 | 6065 | 2429 | 2527 | 2595 | 6308 | 2527 | 2621 | 2527 | 2527 | 2527 | 2527 | 0 | N/A | 5400
[7 empty] | Tracker Racking - Number of Modules Per Tracker | Each | 77 | 81 | 78 | 75 | 75 | 78 | 75 | 74 | 75 | 75 | 75 | 75 | #VALUE! | N/A | 87
|  |  |  | D2.1001 | 02.3301 | 02.3101 | Road Construction - Roads - Length | Ft | 48832.9068 | 48898.5851 | 20189.1273 | 25830.1214 | 25839.4453 | 48898.5851 | 25511.7245 | 19969.0666 | 25511.7245 | 24925.7607 | 25511.7245 | 19704.5599 | #VALUE! | #N/A | 100000
[5 empty] | D2.1001 | 2.3 | Road Construction - Roads - Width | Ft | 12 | 12 | 12 | 12 | 12 | 12 | 12 | 12 | 12 | 12 | 12 | 12 | 12 | #N/A | 16
|  |  | D2.1001 |  | 02.3101 |  | Road Construction - Roads - Base | In | 0 | 0 | 0 | 0 | 0 | 0 | 0 | 0 | 0 | 0 | 0 | 0 | 0 | #N/A | 6
[6 empty] | D2.1001 | Road Construction - Roads - Cap | In | 0 | 0 | 0 | 0 | 0 | 0 | 0 | 0 | 0 | 0 | 0 | 0 | 0 | 0 | 2
[5 empty] | D2.1008 | 03.3002 | Fencing - Length | Ft | 91343.9428 | 26133.3705 | 17604.3006 | 23036 | 23036.686 | 33744.7042 | 22731.5461 | 41038.4498 | 22731.5461 | 22731.5461 | 22731.5461 | 22731.5461 | #VALUE! | #N/A | 50000
[6 empty] | S1.1001 | Fencing Height | Ft | 8 | 8 | 8 | 8 | 8 | 8 | 8 | 8 | 8 | 8 | 8 | 8 | 8 | 8 | 8
[7 empty] | Fencing Screen Material | Yes or No | [14 empty] | No | bar: H to U
|  |  |  | D7.1001 | D2.1004 | 03.8005 | Site Earthwork Requrement | Picklist | None | None | None | None | None | None | None | None | None | None | None | None | None | #N/A | Minor Grading / Earthwork | None | Minor Grading / Earthwork | Significant Grading / Rework | Extreme Grading / Earthwork (Pond Reclamation, retention basin removal, recontouring site)
D2.1005 | 03.6016 | 03.6013 | 03.6012 | 03.6011 | 03.6010 | 03.6009 | Erosion Control Measures Removal | Picklist | Few (Some SWPPP measures) | None | None | Few (Some SWPPP measures) | Few (Some SWPPP measures) | Few (Some SWPPP measures) | Few (Some SWPPP measures) | Few (Some SWPPP measures) | Few (Some SWPPP measures) | Few (Some SWPPP measures) | Few (Some SWPPP measures) | Few (Some SWPPP measures) | None | #N/A | Few (Some SWPPP measures) | None | Few (Some SWPPP measures) | Many (Rip Rap, many SWPPP measures to be removed)
|  |  | 03.6011 | 03.6010 | 03.4106 | 03.4105 | Culverts / Drain Pipe | Ft | 2954.5367 | 2209.7978 | 1139.3198 | 375 | 375 | 375 | 375 | 375 | 375 | 375 | 375 | 375 | 0 | #N/A | 5000
[5 empty] | D2.1006 | 03.6009 | Basins | CY | 0 | 0 | 0 | 73672.9833 | 73677.371 | 158090.3522 | 71738.4629 | 73677.371 | 71738.4629 | 71738.4629 | 71738.4629 | 71738.4629 | 0 | #N/A | 40000
[6 empty] | D2.1007 | Re-Seeding | Acres | 586.361 | 587.9393 | 293.4755 | 301.3895 | 301.4074 | 587.9393 | 293.4755 | 301.4074 | 293.4755 | 293.4755 | 293.4755 | 293.4755 | #VALUE! | #N/A | 1500 | #REF!
[7 empty] | Ground Wells | Each | 0 | 0 | 0 | 0 | 0 | 0 | 0 | 0 | 0 | 0 | 0 | 0 | 0 | 0 | 2
[7 empty] | Ground Wells | Depth | 0 | 0 | 0 | 0 | 0 | 0 | 0 | 0 | 0 | 0 | 0 | 0 | 0 | 0 | 100
[6 empty] | 06.9002 | Number of collection system borings | Each | 25 | 15 | 5 | 10 | 10 | 10 | 10 | 5 | 10 | 10 | 10 | 10 | 0 | #N/A | 20
[5 empty] | D6.1006 |  | Underground duct bank footage to be removed | Ft | 0 | 0 | 0 | 0 | 0 | 0 | 0 | 0 | 0 | 0 | 0 | 0 | 0 | 0 | 500
05.3001 | 05.3002 | 05.3003 | 05.3004 | 05.3005 | 05.3006 | 05.3007 | MV AC Underground Collection System Length | Ft | 421156.8647 | 251703.6774 | 84714.8881 | 140924.3723 | 140928.5688 | 251703.6774 | 139055.2219 | 83991.3787 | 139055.2219 | 82878.8437 | 139055.2219 | 82878.8437 | #N/A | #N/A | 145000
D6.1006 05.3007: D3.1006 | MV AC Underground Collection System Length Above 36" | Ft | 42115.6865 | 25170.3677 | 8471.4888 | 14092.4372 | 14092.8569 | 25170.3677 | 13905.5222 | 8399.1379 | 13905.5222 | 8287.8844 | 13905.5222 | 8287.8844 | #N/A | #N/A | 14500
[7 empty] | MV AC Underground Collection System Cable Material Type | Picklist | Aluminum | Aluminum | Aluminum | Aluminum | Aluminum | Aluminum | Aluminum | Aluminum | Aluminum | Aluminum | Aluminum | Aluminum | Aluminum | Aluminum | Aluminum | Aluminum | Copper
D6.1006 05.3007: 05.3008 | MV AC Trench Ground Conductor Length | Ft | 144145.9507 | 86148.5801 | 28994.6789 | 48233.0441 | 48234.4804 | 86148.5801 | 47593.3051 | 28747.0493 | 47593.3051 | 28366.2709 | 47593.3051 | 28366.2709 | #N/A | #N/A | 15000
D6.1006 05.3006: 05.5003; D6.1006 05.3007: 05.5002 | AC Trench Fiber Optic Cable Length | Ft | 140385.6216 | 83901.2258 | 28238.296 | 46974.7908 | 46976.1896 | 83901.2258 | 46351.7406 | 27997.1262 | 46351.7406 | 27626.2812 | 46351.7406 | 27626.2812 | #VALUE! | #N/A | 15000
D6.1006 05.3007: 05.4101 | MV AC Overhead Collection System Length | Ft | 0 | 0 | 0 | 0 | 0 | 0 | 0 | 0 | 0 | 0 | 0 | 0 | 0 | #N/A | 0
D6.1006 05.3006: 05.2002; D6.1006 05.3007: 05.2001 | MV AC Collection System Junction Boxes | Each | 10 | 10 | 4 | 4 | 4 | 10 | 4 | 4 | 4 | 4 | 4 | 4 | #VALUE! | #N/A | 500
[7 empty] | LV AC Underground Collection System Length | Ft | 0 | 0 | 0 | 0 | 0 | 0 | 0 | 0 | 0 | 0 | 0 | 0 | 0 | #N/A | 1000
D6.1006 05.3007: D3.1005 | LV AC Underground Collection System Length Above 36" | Ft | 0 | 0 | 0 | 0 | 0 | 0 | 0 | 0 | 0 | 0 | 0 | 0 | 0 | #N/A | 1000
[7 empty] | LV AC Overhead Collection System Length | Ft | 0 | 0 | 0 | 0 | 0 | 0 | 0 | 0 | 0 | 0 | 0 | 0 | 0 | 0 | 0
[7 empty] | LV AC Collection System Junction Boxes | Each | 0 | 0 | 0 | 0 | 0 | 0 | 0 | 0 | 0 | 0 | 0 | 0 | 0 | 0 | 0
05.3005: 18.3004; D6.1006 05.3006: 18.3003; D6.1006 05.3007: 18.3002 | LV DC Underground Collection System Length | Ft | 1306966.359 | 1248135.0941 | 534241.3929 | 578190.6828 | 583278.9741 | 1332959.8093 | 570549.0603 | 604256.681 | 570549.0603 | 580630.1915 | 570549.0603 | 580630.1915 | #VALUE! | #N/A | 150000
D6.1006 05.3007: D3.1002 | LV DC Underground Collection System Length Above 36" | Ft | 1306966.359 | 1248135.0941 | 534241.3929 | 578190.6828 | 583278.9741 | 1332959.8093 | 570549.0603 | 604256.681 | 570549.0603 | 580630.1915 | 570549.0603 | 580630.1915 | #VALUE! | #N/A | 10000
D6.1006 05.3006: 18.1003 | LV DC String Cable Length | Ft | 3096538.6961 | 3096538.6961 | 1195128.949 | 1195128.949 | 1227429.7314 | 3096538.6961 | 1195128.949 | 1227429.7314 | 1195128.949 | 1195128.949 | 1195128.949 | 1195128.949 | #VALUE! | #N/A | 150000
D6.1006 05.3006: D3.1003; D6.1006 05.3007: 18.4001 | LV DC Trench Ground Conductor Length | Ft | 169940.6934 | 169940.6934 | 80062.1593 | 80062.1593 | 82226.9269 | 169940.6934 | 80062.1593 | 82226.9269 | 80062.1593 | 80062.1593 | 80062.1593 | 80062.1593 | #VALUE! | #N/A | 0
D6.1006 05.3006: D3.1002 | LV DC Overhead Collection System Length | Ft | 0 | 0 | 0 | 0 | 0 | 0 | 0 | 0 | 0 | 0 | 0 | 0 | 0 | #N/A | 0
05.3005: D3.1004; D6.1006 05.3006: 18.2018 | LV DC Collection System Combiner Boxes | Each | 1248 | 1248 | 500 | 500 | 505 | 1248 | 500 | 490 | 500 | 500 | 500 | 500 | #VALUE! | #N/A | 5000
[7 empty] | Inverter Manufacturer | Picklist | Power Electronics | Power Electronics | Power Electronics | Power Electronics | Power Electronics | Power Electronics | Power Electronics | Power Electronics | Power Electronics | Power Electronics | Power Electronics | Power Electronics | Power Electronics | Power Electronics | Power Electronics | Advanced Energy | Solectria | Siemens | GE | SMA | Schneider | ABB | TMEIC | Power Electronics
D6.1006 05.3007: Inverter Size (MVA@1.0PF) | Inverter MVA | User Entry | 3.9 | 3.9 | 4.01 | 4.01 | 4.01 | 3.9 | 4.01 | 4.01 | 4.01 | 4.01 | 4.01 | 4.01 |  | #N/A | 3.1
D6.1006 05.3006: D2.1010; D6.1006 05.3007: Quantity of Inverters | Number of Inverters | Each | 58 | 58 | 23 | 23 | 23 | 58 | 23 | 22 | 23 | 22 | 23 | 22 |  | #N/A | 34
D6.1006 05.3007: Quantity of Transformers | Number of Transformers | Each | 58 | 58 | 23 | 23 | 23 | 58 | 23 | 22 | 23 | 22 | 23 | 22 | #VALUE! | #N/A | 34
D6.1006 05.3007: 05.1201 | Number of Skids | Each | 58 | 58 | 23 | 23 | 23 | 58 | 23 | 22 | 23 | 22 | 23 | 22 | #VALUE! | #N/A | 34
D6.1006 05.3007: PCU Foundation Type | Skid Foundation Type | Picklist | Steel Driven Piles | Steel Driven Piles | Steel Driven Piles | Steel Driven Piles | Steel Driven Piles | Steel Driven Piles | Steel Driven Piles | Steel Driven Piles | Steel Driven Piles | Steel Driven Piles | Steel Driven Piles | Steel Driven Piles | Steel Driven Piles | #N/A | Steel Driven Piles | None (Set on the Ground) | Steel Driven Piles | Concrete Piles | Concrete Foundation (Slab on Grade)
D6.1006 05.3006: D3.1009; D6.1006 05.3007: O & M Building | Operations and Maintenance Building | Square footage | None | None | None | 1,001 SF - 4,000 SF | 1,001 SF - 4,000 SF | None | >4,000 SF | >4,000 SF | >4,000 SF | >4,000 SF | 1,001 SF - 4,000 SF | 1,001 SF - 4,000 SF | <1,000 SF | #N/A | None | None | <1,000 SF | 1,001 SF - 4,000 SF | > 4,000 SF
D6.1006 05.3006: D3.1008; D6.1006 05.3007: 13.1006 | Number of Meterolocal Stations | Each | 2 | 2 | 2 | 2 | 2 | 2 | 2 | 2 | 2 | 2 | 2 | 2 | #VALUE! | #N/A | 5
D6.1006 05.3007: Geo-Tech Fabric for Roads (4 to 6 Ft) | Roads - Geotechnical Fabric | Picklist | No | No | No | No | No | No | No | No | No | No | No | No | #N/A | #N/A | No | Yes | No
D6.1006 05.3007: Soil Stabilization for Roads? | Roads - Cement Stabilization | Picklist | No | No | No | No | No | No | No | No | No | No | No | No | #N/A | #N/A | No | Yes | No
D6.1006 05.3006: D4.1003; D6.1006 05.3007: 15.2001 | Solar Foundations Material - Pile Type 1 - Pile Quantity | Each | 46697.0778 | 53368.0889 | 21376.5538 | 18704.4846 | 19210.0192 | 46697.0778 | 18704.4846 | 17837.875 | 18704.4846 | 18704.4846 | 18704.4846 | 18704.4846 | #VALUE! | #N/A | 15000
[7 empty] | Solar Foundations Material - Pile Type 1 - Pile Type | Picklist | C - Channel | C - Channel | C - Channel | C - Channel | C - Channel | C - Channel | C - Channel | C - Channel | C - Channel | C - Channel | C - Channel | C - Channel | C - Channel | C - Channel | W - Flange - W6x9 | W - Flange - Smaller than W6x9 | W - Flange - W6x9 | W - Flange - W8x15 | W - Flange - Larger than W8x15 | C - Channel | Tube | Ballast
D6.1006 05.3007: Predrilling Type | Are the foundations grouted or directly embedded in the native soil | Picklist | Grouted / Concrete | Direct Embed | Direct Embed | Grouted / Concrete | Grouted / Concrete | Direct Embed | Grouted / Concrete | Grouted / Concrete | Grouted / Concrete | Grouted / Concrete | Grouted / Concrete | Grouted / Concrete | Grouted / Concrete | #N/A | Direct Embed | Direct Embed | Grouted / Concrete
D6.1006 05.3006: tracker post interior; D6.1006 05.3007: fixed post interior | Solar Foundations Material - Pile Type 1 - Length (Total) | Ft | 13.2753 | 13.2753 | 14.7048 | 14.7048 | 14.7048 | 13.2753 | 14.7048 | 14.7048 | 14.7048 | 14.7048 | 14.7048 | 14.7048 | #N/A | #N/A | 15
05.3005: D4.1003; D6.1006 05.3007: 15.2002 | Solar Foundations Material - Pile Type 2 - Pile Quantity | Each | 22745.5833 | 14555.7333 | 6317.5332 | 9874.2704 | 10136.2187 | 22571.5865 | 9874.2704 | 11861.0857 | 9874.2704 | 9874.2704 | 9874.2704 | 9874.2704 | #VALUE! | #N/A | 5000
[7 empty] | Solar Foundations Material - Pile Type 2 - Pile Type | Picklist | C - Channel | C - Channel | C - Channel | C - Channel | C - Channel | C - Channel | C - Channel | C - Channel | C - Channel | C - Channel | C - Channel | C - Channel | C - Channel | C - Channel | W - Flange - W8x15 | W - Flange - Smaller than W6x9 | W - Flange - W6x9 | W - Flange - W8x15 | W - Flange - Larger than W8x15 | C - Channel | Tube
D6.1006 05.3006: tracker post exterior; D6.1006 05.3007: fixed post exterior | Solar Foundations Material - Pile Type 2 - Length (Total) | Ft | 13.7753 | 13.7753 | 15.2048 | 15.2048 | 15.2048 | 13.7753 | 15.2048 | 15.2048 | 15.2048 | 15.2048 | 15.2048 | 15.2048 | #N/A | #N/A | 18
[7 empty] | Solar Foundations Material - Pile Type 3 - Pile Quantity | Each | 0 | 0 | 0 | 0 | 0 | 0 | 0 | 0 | 0 | 0 | 0 | 0 | 0 | 0 | 4000
[7 empty] | Solar Foundations Material - Pile Type 3 - Pile Type | Picklist | [14 empty] | W - Flange - Larger than W8x15 | W - Flange - Smaller than W6x9 | W - Flange - W6x9 | W - Flange - W8x15 | W - Flange - Larger than W8x15 | C - Channel | Tube
[7 empty] | Solar Foundations Material - Pile Type 3 - Length | Ft | [14 empty] | 18
05.3005: S4.1011; D6.1006 05.3006: D5.1007; D6.1006 05.3007: Interconnect Voltage Kv | Interconnection Voltage | kV | 230 | 230 | 34.5 | 34.5 | 34.5 | 230 | 34.5 | 34.5 | 34.5 | 34.5 | 34.5 | 34.5 | REJECTED | #N/A | 345 | Less than 34.5kV | 34.5 | 69 | 115 | 138 | 161 | 230 | 345 | 500
D6.1006 05.3007: Length | Substation - Length | Ft | 309.251 | 289.251 | 50 | 50 | 50 | 309.251 | 50 | 50 | 50 | 50 | 50 | 50 | #N/A | #N/A | 200
D6.1006 05.3007: Width | Substation - Width | Ft | 207 | 187 | 50 | 50 | 50 | 207 | 50 | 50 | 50 | 50 | 50 | 50 | #N/A | #N/A | 300
05.3004: D5.1004; D6.1006 05.3007: 08.2111 | Substation - Fencing | Ft | 1032.502 | 952.502 | 200 | 200 | 200 | 1032.502 | 200 | 200 | 200 | 200 | 200 | 200 | #N/A | #N/A | 300
D6.1006 05.3006: D5.1002; D6.1006 05.3007: xfmr | Substation - Concrete Transformer Foundation | CY | 71.8374 | 71.8374 | 36.99 | 36.99 | 36.99 | 71.8374 | 36.99 | 36.99 | 36.99 | 36.99 | 36.99 | 36.99 | #N/A | #N/A | 500
05.3005: D5.1002; D6.1006 05.3007: Subtotal Bulks | Substation - Other Concrete Foundations | CY | 130.9316 | 108.3347 | -18.6745 | -3.508 | -3.508 | 157.5289 | -3.508 | -7.6895 | -3.508 | -3.508 | -3.508 | -3.508 | #VALUE! | #N/A | 1000
05.3004: D5.1001; D6.1006 05.3007: 08.2112 | Substation - Aggregate | CY | 1436.0413 | 1233.7261 | 104.1667 | 104.1667 | 104.1667 | 1436.0413 | 104.1667 | 104.1667 | 104.1667 | 104.1667 | 104.1667 | 104.1667 | #N/A | #N/A | 250
D6.1006 05.3006: S4.1003; D6.1006 05.3007: Subtotal Bulks | Substation - Steel Supports | Tons | 36.9715 | 31.126 | 3.688 | 7.373 | 7.373 | 44.8274 | 7.373 | 6.298 | 7.373 | 7.373 | 7.373 | 7.373 | #VALUE! | #N/A | 500
05.3005: D5.1007; D6.1006 05.3006: 07.6008; D6.1006 05.3007: 07.6007 | Substation - Bus Work | LF | 235.625 | 214.625 | 38 | 73 | 73 | 374.625 | 73 | 73 | 73 | 73 | 73 | 73 | #N/A | #N/A | 400
05.3004: D5.1018; D6.1006 05.3007: 08.2110 | Substation - Grounding | LF | 6624.012 | 5967.012 | 800 | 800 | 800 | 6624.012 | 800 | 500 | 800 | 800 | 800 | 800 | #N/A | #N/A | 1000
05.3005: D5.1021; D6.1006 05.3006: S4.1011; D6.1006 05.3007: 07.1001 | Number of Main Power Transformers | Each | 1 | 1 | 0 | 0 | 0 | 1 | 0 | 0 | 0 | 0 | 0 | 0 |  | #N/A | 1
05.3005: D5.1006; D6.1006 05.3006: 07.3004; D6.1006 05.3007: 07.3003 | Substation - Number of Medium Voltage Breakers | Each | 4 | 3 | 1 | 2 | 2 | 7 | 2 | 2 | 2 | 2 | 2 | 2 | #VALUE! | #N/A | 4
05.3004: D5.1006; 05.3005: D5.1008; D6.1006 05.3006: 07.3002; D6.1006 05.3007: 07.3001 | Substation - Number of High Voltage Breakers | Each | 2 | 1 | 0 | 0 | 0 | 1 | 0 | 0 | 0 | 0 | 0 | 0 | #VALUE! | #N/A | 1
D6.1006 05.3006: D6.1004; D6.1006 05.3007: Gen Tie Line, Distance (Miles) A/G | Transmission Line Length - Above Ground | Miles | 0 | 0 | 0 | 0 | 0 | 0 | 0 | 0 | 0 | 0 | 0 | 0 |  | #N/A | 2
05.3005: D6.1004; D6.1006 05.3007: Gen-Tie Special (Underground Build) | Transmission Line Length - Underground | Miles | 0 | 0 | 0 | 0 | 0 | 0 | 0 | 0 | 0 | 0 | 0 | 0 | 0 | 0 | 0
D6.1006 05.3006: D6.1005; D6.1006 05.3007: D6.1001 | Transmission Structure Count | User Entry | 0 | 0 | 0 | 0 | 0 | 0 | 0 | 0 | 0 | 0 | 0 | 0 | 0 | 0 | 50
D6.1006 05.3007: Tangent Pole Type | Transmission Line Pole Type | Picklist | N/A | N/A | N/A | N/A | N/A | N/A | N/A | N/A | N/A | N/A | N/A | N/A | N/A | N/A | Monopole | Monopole | H-Frame | Lattice | N/A
D6.1006 05.3007: Tangent Materials | Transmission Line Pole Material | Picklist | N/A | N/A | N/A | N/A | N/A | N/A | N/A | N/A | N/A | N/A | N/A | N/A | N/A | N/A | Steel | Wood | Steel | Concrete | N/A
D6.1006 05.3006: S5.1002; D6.1006 05.3007: Type of Conductor or (Bird Name) | Transmission Line Conductor | Picklist | N/A | N/A | N/A | N/A | N/A | N/A | N/A | N/A | N/A | N/A | N/A | N/A | N/A | N/A | Drake | N/A | Turkey | Swan | Swanate | Sparrow | Sparate | Robin | Raven | Quail | Pigeon | Penguin | Waxwing | Partridge | Ostrich | Merlin | Linnet | Oriole | Chickadee | Brant | Ibis | Lark | Pelican | Flicker | Hawk | Hen | Osprey | Parakeet | Dove | Eagle | Peacock | Squab | Wood Duck | Teal | Kingbird | Swift | Rook | Grosbeak | Scoter | Egret | Flamingo | Gannet | Stilt | Starling | Redwing | Coot | Drake | Tern | Condor | Mallard | Ruddy | Canary | Rail | Cardinal | Ortolan | Curlew | Bluejay | Finch | Bunting | Grackle | Bittern | Pheasant | Dipper | Martin | Bobolink | Lapwing | Falcon | Chukar | Bluebird | Kiwi | Grouse | Petrel | Minorca | Leghorn | Guinea | Dotterel | Dorking | Cochin
D6.1006 05.3007: Number of Bundles | Transmission Line Conductors Per Phase | Each | N/A | N/A | N/A | N/A | N/A | N/A | N/A | N/A | N/A | N/A | N/A | N/A | N/A | N/A | 2
05.3005: D6.1005 | Transmission Line Circuits | Each | N/A | N/A | N/A | N/A | N/A | N/A | N/A | N/A | N/A | N/A | N/A | N/A | N/A | N/A | 1
D6.1006 05.3007: D6.1002 | Transmission Line Concrete Foundations | Each | N/A | N/A | N/A | N/A | N/A | N/A | N/A | N/A | N/A | N/A | N/A | N/A | N/A | N/A | 10
[7 empty] | Civil Drawings | Set | [14 empty] | IFC/As Built
[7 empty] | Electrical Drawings | Downloaded? | [14 empty] | IFC/As Built
[7 empty] | Module, Inverter Spec Sheet | Downloaded? | [14 empty] | IFC/As Built
[7 empty] | Substation Drawings | Downloaded? | [14 empty] | IFC/As Built
Project Specific Requirements
[7 empty] | Select the Approproate Solar Infrastructure Land Ownership Classification | Picklist | [14 empty] | Land is leased | Land is owned by NEE | Land is leased | Land is BLM | Land is Owned and Leased
[7 empty] | Select the Approproate Substation Infrastructure Land Ownership Classification | Picklist | [14 empty] | Land is owned by NEE | Land is owned by NEE | Land is leased | Land is BLM | Land is Owned and Leased | Not Applicable
[7 empty] | Select the Approproate Transmission Line Infrastructure Land Ownership Classification | Picklist | [14 empty] | Land is leased | Land is owned by NEE | Land is leased | Land is BLM | Land is Owned and Leased | Not Applicable
[7 empty] | Select the Approproate Operations and Maintenance Building Land Ownership Classification | Picklist | [14 empty] | Not Applicable | Land is owned by NEE | Land is leased | Land is BLM | Land is Owned and Leased | Not Applicable
[7 empty] | Does the project have an external (landowner, permit, Federal, State, Local, etc) Asset Retirement Obligation (ARO) | Picklist | [14 empty] | Yes | Yes | No
Above Ground Infrastructure
[7 empty] | Select the Approproate post-demolition status of the Solar Project roads | Picklist | [14 empty] | Infrastructure Removed | Infrastructure Remains | Infrastructure Removed
[7 empty] | Select the Approproate post-demolition status of the Solar Project fencing | Picklist | [14 empty] | Infrastructure Removed | Infrastructure Remains | Infrastructure Removed
[7 empty] | Select the Approproate post-demolition status of the above ground Solar Foundations | Picklist | [14 empty] | Infrastructure Removed | Infrastructure Remains | Infrastructure Removed
[7 empty] | Select the Approproate post-demolition status of the above ground Solar racking system | Picklist | [14 empty] | Infrastructure Removed | Infrastructure Remains | Infrastructure Removed
[7 empty] | Select the Approproate post-demolition status of the above ground Solar modules | Picklist | [14 empty] | Infrastructure Removed | Infrastructure Remains | Infrastructure Removed
[7 empty] | Select the Approproate post-demolition status of the above ground Medium Voltage (above 2000V) power cable and components | Picklist | [14 empty] | Infrastructure Removed | Infrastructure Remains | Infrastructure Removed
[7 empty] | Select the Approproate post-demolition status of the above ground Low Voltage (2000V or below) power cable and components | Picklist | [14 empty] | Infrastructure Removed | Infrastructure Remains | Infrastructure Removed
[7 empty] | Select the Approproate post-demolition status of the project operations and maintenance building and components | Picklist | [14 empty] | Not Applicable | Infrastructure Remains | Infrastructure Removed | Not Applicable
[7 empty] | Select the Approproate post-demolition status of the remaining above ground Solar Project infrastructure (not mentioned in items above) | Picklist | [14 empty] | Infrastructure Removed | Infrastructure Remains | Infrastructure Removed
[7 empty] | Select the Approproate post-demolition status of the above ground substation infrastructure | Picklist | [14 empty] | Infrastructure Removed | Infrastructure Remains | Infrastructure Removed | Not Applicable
[7 empty] | Select the Approproate post-demolition status of the above ground transmission line infrastructure | Picklist | [14 empty] | Infrastructure Removed | Infrastructure Remains | Infrastructure Removed | Not Applicable
Below Ground Infrastructure
[7 empty] | Select the Approproate post-demolition status of the below ground Solar Foundations | Picklist | [14 empty] | Infrastructure Removed | Infrastructure Remains | Removed at or above 12" | Removed at or above 24" | Removed at or above 36" | Removed at or above 48" | Infrastructure Removed
[7 empty] | Select the Approproate post-demolition status of the below ground Medium Voltage (above 2000V) power cable and components | Picklist | [14 empty] | Removed at or above 36" | Infrastructure Remains | Removed at or above 12" | Removed at or above 24" | Removed at or above 36" | Removed at or above 48" | Infrastructure Removed
[7 empty] | Select the Approproate post-demolition status of the below ground Low Voltage (2000V or below) power cable and components | Picklist | [14 empty] | Removed at or above 36" | Infrastructure Remains | Removed at or above 12" | Removed at or above 24" | Removed at or above 36" | Removed at or above 48" | Infrastructure Removed
[7 empty] | Select the Approproate post-demolition status of the remaining below ground Solar Project infrastructure (not mentioned in 4 items above) | Picklist | [14 empty] | Removed at or above 36" | Infrastructure Remains | Removed at or above 12" | Removed at or above 24" | Removed at or above 36" | Removed at or above 48" | Infrastructure Removed
[7 empty] | Select the Approproate post-demolition status of the below ground Substation infrastructure | Picklist | [14 empty] | Removed at or above 36" | Infrastructure Remains | Removed at or above 12" | Removed at or above 24" | Removed at or above 36" | Removed at or above 48" | Infrastructure Removed
[7 empty] | Select the Approproate post-demolition status of the below ground Transmission Line infrastructure | Picklist | [14 empty] | Removed at or above 36" | Infrastructure Remains | Removed at or above 12" | Removed at or above 24" | Removed at or above 36" | Removed at or above 48" | Infrastructure Removed
[7 empty] | Base Year of Unit Cost Dollars | Year (YYYY) | [14 empty] | Year
[7 empty] | Panel Disposal in Environmental Inputs? (Answer should be No, these costs are part of dismantlement estimate starting in June 2020.) | Picklist | [14 empty] | No | Yes | No
[7 empty] | Item 1: Battery Room (lbs) | lbs | [14 empty] | units
[7 empty] | Item 1: Battery Room Disposal ($/lb) | $/lb | [14 empty] | $/unit
[7 empty] | Item 1: Battery Room Notes NOTE: Recyclers will take Lead Acid batteries for free. | User Entry - Text | [14 empty] | Reference/Notes
[7 empty] | Item 2: Transformer Oil (gallons) | gallons | [14 empty] | units
[7 empty] | Item 2: Transformer Oil Disposal ($/gallon) | $/gallon | [14 empty] | $/unit
[7 empty] | Item 2: Transformer Oil Notes NOTE: Uncontaminated fuel and non-pcb oils are taken for free. | User Entry - Text | [14 empty] | Reference/Notes
[7 empty] | Item 3: Inverter Coolant (Ethylene or Propylene Glycol) (gallons) | gallons | [14 empty] | units
[7 empty] | Item 3: Inverter Coolant (Ethylene or Propylene Glycol) ($/gallon) | $/gallon | [14 empty] | $/unit
[7 empty] | Item 3: Inverter Coolant (Ethylene Glycol) Notes | User Entry - Text | [14 empty] | Reference/Notes
[7 empty] | Item 4: Fluorescent bulbs (2/4/10 ft) (total linear ft) | total linear feet | [14 empty] | units
[7 empty] | Item 4: Fluorescent bulbs ($/linear ft) | $/linear feet | [14 empty] | $/unit
[7 empty] | Item 4: Fluorescent bulbs Notes | User Entry - Text | [14 empty] | Reference/Notes
[7 empty] | Item 5: Septic Tank | [15 empty] | Name of Waste
[7 empty] | Item 5: Septic Tank Capacity (gallons) | gallons | [14 empty] | units
[7 empty] | Item 5: Disposal cost ($/unit) | $/gallon | [14 empty] | $/unit
[7 empty] | Item 5: Reference and Notes | User Entry - Text | [14 empty] | Reference/Notes
[7 empty] | Item 6: Name of Item 6 Waste | User Entry - Text | [14 empty] | Name of Waste
[7 empty] | Item 6: # of units | # of Units | [14 empty] | units
[7 empty] | Item 6: Disposal cost ($/unit) | $/unit | [14 empty] | $/unit
[7 empty] | Item 6: Reference and Notes | User Entry - Text | [14 empty] | Reference/Notes
[7 empty] | Item 7: Name of Item 7 Waste | User Entry - Text | [14 empty] | Name of Waste
[7 empty] | Item 7: # of units | # of Units | [14 empty] | units
[7 empty] | Item 7: Disposal cost ($/unit) | $/unit | [14 empty] | $/unit
[7 empty] | Item 7: Reference and Notes | User Entry - Text | [14 empty] | Reference/Notes
[7 empty] | Item 8: Name of Item 8 Waste | User Entry - Text | [14 empty] | Name of Waste
[7 empty] | Item 8: # of units | # of Units | [14 empty] | units
[7 empty] | Item 8: Disposal cost ($/unit) | $/unit | [14 empty] | $/unit
[7 empty] | Item 8: Reference and Notes | User Entry - Text | [14 empty] | Reference/Notes
[7 empty] | Total Environmental Cost | $ - Calcuated | 0 | 0 | 0 | 0 | 0 | 0 | 0 | 0 | 0 | 0 | 0 | 0 | 0 | 0 | $ - Calculated
[7 empty] | Demolition and Salvage Estimate | PPA/BOT | PPA | PPA | PPA | PPA | PPA | PPA | PPA | PPA | PPA | PPA | PPA | PPA | BOT | #N/A | Source
D6.1006 05.3006: DCMC1 | Cost Basis | Basis Year | 2025 | 2025 | 2026 | 2026 | 2025 | 2025 | 2025 | 2025 | 2026 | 2025 | 2026 | 2025 | #VALUE! | #N/A | EnC Model
D6.1006 05.3006: DESCContTotal; D6.1006 05.3007: DeComTotal | Demolition Estimate | Dismantle Cost | 10045594.0563 | 9386420.5046 | 5239153.1515 | 6060141.0201 | 6177523.8677 | 10818131.1991 | 5906010.6678 | 5916328.0964 | 6032755.4135 | 6086926.3053 | 6023096.0744 | 6035342.016 | 0 | #N/A | EnC Model
[7 empty] | Environmental Estimate | Environmental Cost | 0 | 0 | 0 | 0 | 0 | 0 | 0 | 0 | 0 | 0 | 0 | 0 | 0 | #N/A | Environmental
[7 empty] | Subtotal Demoltion Estimate | Subtotal Cost | 10045594.0563 | 9386420.5046 | 5239153.1515 | 6060141.0201 | 6177523.8677 | 10818131.1991 | 5906010.6678 | 5916328.0964 | 6032755.4135 | 6086926.3053 | 6023096.0744 | 6035342.016 | 0 | #N/A
D6.1006 05.3007: SalvTotal | Salvage Estimate | Salvage Value (Payment to NEER) | -6866207.0707 | -6527553.6862 | -1826856.2155 | -1916584.4786 | -1950152.9917 | -6873106.7827 | -1914127.3668 | -1978868.1711 | -1914127.3668 | -1898244.9213 | -1914127.3668 | -1898244.9213 | 0 | #N/A | EnC Model
D6.1006 05.3007: AROTotal | Net Cost | Net Cost | 3179386.9856 | 2858866.8183 | 3412296.936 | 4143556.5415 | 4227370.876 | 3945024.4164 | 3991883.301 | 3937459.9253 | 4118628.0467 | 4188681.384 | 4108968.7076 | 4137097.0946 | 0 | #N/A
D6.1006 05.3007: AROTotal |  | Check = (0) | 0 | 0 | 0 | 0 | 0 | 0 | 0 | 0 | 0 | 0 | 0 | 0 | 0 | #N/A
D6.1006 05.3006: SLVG; D6.1006 05.3007: Project Location, State |  | Salvage Region | Eastern USA | Eastern USA | Western USA | Western USA | Western USA | Eastern USA | Western USA | Western USA | Western USA | Western USA | Western USA | Western USA | #N/A | #N/A
[8 empty] | TCLP Testing Assumption | Assumed Pass | Assumed Pass | Assumed Pass | Assumed Pass | Assumed Pass | Assumed Pass | Assumed Pass | Assumed Pass | Assumed Pass | Assumed Pass | Assumed Pass | Assumed Pass | #N/A | #N/A
[8 empty] | California Hazardous Waste Testing Assumption | Assumed Pass | Assumed Pass | Assumed Pass | Assumed Pass | Assumed Pass | Assumed Pass | Assumed Pass | Assumed Pass | Assumed Pass | Assumed Pass | Assumed Pass | Assumed Pass | #N/A | #N/A
[8 empty] | TCLP Testing Results | Pass | Pass | Pass | Pass | Pass | Pass | Pass | Pass | Pass | Pass | Pass | Pass | #N/A | #N/A
[8 empty] | California Hazardous Waste Test Results | N/A | N/A | N/A | N/A | N/A | N/A | N/A | N/A | N/A | N/A | N/A | N/A | #N/A | #N/A
[8 empty] | First Solar Contractual Recycling Program | No | No | No | No | No | No | No | No | No | No | No | No | No | No
D6.1006 05.3006: SLVPARM; D6.1006 05.3007: S3.1001 |  | Parameter | Eastern USAPassN/ANo | Eastern USAPassN/ANo | Western USAPassN/ANo | Western USAPassN/ANo | Western USAPassN/ANo | Eastern USAPassN/ANo | Western USAPassN/ANo | Western USAPassN/ANo | Western USAPassN/ANo | Western USAPassN/ANo | Western USAPassN/ANo | Western USAPassN/ANo | #N/A | #N/A
[8 empty] | Module Demolition Assumption | Removal and Re-package to pallets | Removal and Re-package to pallets | Removal and Re-package to pallets | Removal and Re-package to pallets | Removal and Re-package to pallets | Removal and Re-package to pallets | Removal and Re-package to pallets | Removal and Re-package to pallets | Removal and Re-package to pallets | Removal and Re-package to pallets | Removal and Re-package to pallets | Removal and Re-package to pallets | #N/A | #N/A
D6.1006 05.3006: SLVG1 |  | Module Destination | Salvage | Salvage | Salvage | Salvage | Salvage | Salvage | Salvage | Salvage | Salvage | Salvage | Salvage | Salvage | #N/A | #N/A
D6.1006 05.3007: 18.1003 |  | DC String Cable Salvage | #10 AWG Cu | #10 AWG Cu | #10 AWG Cu | #10 AWG Cu | #10 AWG Cu | #10 AWG Cu | #10 AWG Cu | #10 AWG Cu | #10 AWG Cu | #10 AWG Cu | #10 AWG Cu | #10 AWG Cu | #VALUE! | #N/A
D6.1006 05.3007: 18.3003 |  | DC Home Run Cable Size | 500 KCMIL AL | 500 KCMIL AL | 500 KCMIL AL | 600 KCMIL AL | 600 KCMIL AL | 600 KCMIL AL | 600 KCMIL AL | 600 KCMIL AL | 600 KCMIL AL | 600 KCMIL AL | 600 KCMIL AL | 600 KCMIL AL | #VALUE! | #N/A
D6.1006 05.3007: 18.4001 |  | DC Ground Wire Size | CU #2 | CU #2 | CU #2 | CU #2 | CU #2 | CU #2 | CU #2 | CU #2 | CU #2 | CU #2 | CU #2 | CU #2 | CU #2 | #N/A
[8 empty] | AC String Inverter Home Run Cable Size | 0 | 0 | 0 | bar: D6.1006 05.3007
D6.1006 05.3006: S2.1006; D6.1006 05.3007: S2.1005 |  | MV Collection Cable Size | 4/0AWG | 4/0AWG | 4/0AWG | 4/0AWG | 4/0AWG | 4/0AWG | 4/0AWG | 4/0AWG | 4/0AWG | 4/0AWG | 4/0AWG | 4/0AWG | 4/0AWG | 4/0AWG
D6.1006 05.3007: S4.1009 |  | Subsatation Ground Grid Cable Size | CU 4/0 | CU 4/0 | CU 4/0 | CU 4/0 | CU 4/0 | CU 4/0 | CU 4/0 | CU 4/0 | CU 4/0 | CU 4/0 | CU 4/0 | CU 4/0 | CU 4/0 | CU 4/0