## Pre-Estimation
Wind Pre-Estimation Sheet
2023-05-22
Template Date: 05/18/2023-A
[5 empty] | Active | Inactive | Inactive | Inactive | Inactive | Inactive | Inactive | Inactive | Inactive | Inactive
Assump Tab UID | UID | Req/Opt | Variable Name | Red Pricing (ROM) | Option 1 | Option 2 | Option 3 | Option 4 | Option 5 | Option 6 | Option 7 | Option 8 | Option 9 | Option 10 | Example | Notes | Lock Early | Lock Estimate | Initial Source | Ultimate Source | Retired Variable Names
| W_ER_1 |  | Estimate Request
W_A_5 | W_ER_2 | Req | Project Name | Example Project Name | Option 1: Odie Wind |  | Example Project Name
W_A_6 | W_ER_3 | Req | Proposal Name | Example Proposal Name | Option 1: Example Proposal Name |  | Example Proposal Name
W_A_7 | W_ER_4 | Req | Scenario Name | Example Scenario Name | Option 1: Example Scenario Name |  | Example Scenario Name
W_A_403 | W_ER_5 | Req | E&C Scenario Name | Example E&C Scenario Name | Option 1: Example E&C Scenario Name |  | Example E&C Scenario Name
W_A_407 | W_ER_6 | Req | Project P-Num | P-1234 | Option 1: C4.006171 |  | P-1234
W_A_408 | W_ER_136 | Req | Project ID | 1234
W_A_409 | W_ER_137 | Req | Proposal ID | 5678
W_A_410 | W_ER_138 | Req | Scenario ID | 3456
W_A_148 | W_ER_7 | Req | Project Energy / Utility | Energy | Option 1: Energy |  | Energy
W_A_8 | W_ER_8 | Req | Date of Request | 2023-01-12 | Option 1: 2024-01-29 |  | 2022-03-25
W_A_9 | W_ER_9 | Req | Date Product Needed | 2023-01-12 | Option 1: 2024-02-12 |  | 2022-03-25
W_A_12 | W_ER_10 |  | Project Information | F | G | H | I | J | K | L | M | N | O | P | F
W_A_411 | W_ER_139 | Req | Project Maturity Index | 2023-01-12 F: Diligencing; 2024-02-12 G: Diligencing
W_A_13 | W_ER_11 | Req | Project Location, State | bar: 2023-01-12 F to 2024-02-12 G; 2022-03-25 F
W_A_15 | W_ER_12 | Calc | Name Plate Rating, Mwe (Nominal) AC | 2023-01-12 F: 169.2; 2024-02-12 G: 298.92; 2022-03-25 F: 171.24
W_A_16 | W_ER_13 | Req | Independent System Operator / Regional Transmission Organization | 2023-01-12 F: ERCOT; 2022-03-25 F: ERCOT
W_A_17 | W_ER_14 | Req | Interconnecting Utility | 2023-01-12 F: Other; 2024-02-12 G: Other; 2022-03-25 F: Other
| W_ER_15 |  | Construction Schedule
W_A_28 | W_ER_16 | Req | Winter Break | 2023-01-12 F: Excluded; 2024-02-12 G: Excluded; 2022-03-25 F: Excluded
| W_ER_17 | Req | Rate of WTG Delivery (WTG Per Week) | 2023-01-12 F: 8; 2024-02-12 G: 8; 2022-03-25 F: 8
| W_ER_18 | Req | Additional Schedule Duration Holidays, Weather, etc. (Weeks) | 2023-01-12 F: 2; 2024-02-12 G: 2; 2022-03-25 F: 2
W_A_23 | W_ER_19 | Calc | Earliest Start Date (site work) | 2023-01-12 F: 2024-06-05 12:00; 2024-02-12 G: 2028-04-26 06:00; 2022-03-25 F: 2024-06-03 18:00
W_A_24 | W_ER_20 | Calc | First WTG Delivered | 2023-01-12 F: 2024-08-28 12:00; 2024-02-12 G: 2028-07-19 06:00; 2022-03-25 F: 2024-08-26 18:00
W_A_25 | W_ER_21 | Calc | Backfeed Power Date (Sub In Service) | 2023-01-12 F: 2024-11-03; 2024-02-12 G: 2028-08-09 06:00; 2022-03-25 F: 2024-11-03
W_A_26 | W_ER_22 | Req | Intended COD | 2023-01-12 F: 2024-12-01; 2024-02-12 G: 2028-12-01; 2022-03-25 F: 2024-12-01
| W_ER_23 |  | Wind Turbines
W_A_31 | W_ER_24 | Calc | Turbine 1 Name | 2023-01-12 F: GE-2.82-127-89; 2024-02-12 G: GE-2.82-127-89; 2022-03-25 F: GE-2.82-127-89
| W_ER_25 | Req | Turbine 1 Type | 2023-01-12 F: Direct Ship WTG Type 1:; 2024-02-12 G: Direct Ship WTG Type 1:; 2022-03-25 F: Direct Ship WTG Type 1:
W_A_32 | W_ER_26 | Req | Number of Turbine 1 Turbines, Total Ea. | 2023-01-12 F: 50; 2024-02-12 G: 106; 2022-03-25 F: 50
W_A_33 | W_ER_27 | Req | Turbine Manufacture | bar: 2023-01-12 F to 2024-02-12 G; 2022-03-25 F
W_A_34 | W_ER_28 | Req | Turbine Size / Mwe (Nominal) | 2023-01-12 F: 2.82; 2024-02-12 G: 2.82; 2022-03-25 F: 2.82
W_A_35 | W_ER_29 | Req | Turbine Rotor Dia (Meters) | 2023-01-12 F: 127; 2024-02-12 G: 127; 2022-03-25 F: 127
W_A_37 | W_ER_30 | Req | Turbine Tower Height (Meters) | 2023-01-12 F: 89; 2024-02-12 G: 89; 2022-03-25 F: 89
W_A_39 | W_ER_31 | Calc | Turbine 2 Name | 2023-01-12 F: GE-2.82-127-89; 2024-02-12 G: GE-2.82-127-89; 2022-03-25 F: GE-2.52-116-80
| W_ER_32 | Req | Turbine 2 Type | 2023-01-12 F: Safe Harbor WTG Type 1:; 2022-03-25 F: Direct Ship WTG Type 2:
W_A_40 | W_ER_33 | Req | Number of Turbine 2 Turbines, Total Ea. | 2023-01-12 F: 10; 2024-02-12 G: 0; 2022-03-25 F: 12
W_A_41 | W_ER_34 | Req | Turbine Manufacture | bar: 2023-01-12 F to 2024-02-12 G; 2022-03-25 F
W_A_42 | W_ER_35 | Req | Turbine Size / Mwe (Nominal) | 2023-01-12 F: 2.82; 2024-02-12 G: 2.82; 2022-03-25 F: 2.52
W_A_43 | W_ER_36 | Req | Turbine Rotor Dia (Meters) | 2023-01-12 F: 127; 2024-02-12 G: 127; 2022-03-25 F: 116
W_A_45 | W_ER_37 | Req | Turbine Tower Height (Meters) | 2023-01-12 F: 89; 2024-02-12 G: 89; 2022-03-25 F: 80
W_A_31 | W_ER_38 | Calc | Turbine 3 Name | 2023-01-12 F: GE-2.82-127-114; 2024-02-12 G: GE-2.82-127-89; 2022-03-25 F: GE-2.82-127-89
| W_ER_39 | Req | Turbine 3 Type | 2023-01-12 F: Direct Ship WTG Type 3:; 2022-03-25 F: Direct Ship WTG Type 3:
| W_ER_40 | Req | Number of Turbine 3 Turbines, Total Ea. | 2023-01-12 F: 0; 2024-02-12 G: 0; 2022-03-25 F: 0
| W_ER_41 | Req | Turbine Manufacture | bar: 2023-01-12 F to 2024-02-12 G; 2022-03-25 F
| W_ER_42 | Req | Turbine Size / Mwe (Nominal) | 2023-01-12 F: 2.82; 2024-02-12 G: 2.82; 2022-03-25 F: 2.82
| W_ER_43 | Req | Turbine Rotor Dia (Meters) | 2023-01-12 F: 127; 2024-02-12 G: 127; 2022-03-25 F: 127
| W_ER_44 | Req | Turbine Tower Height (Meters) | 2023-01-12 F: 114; 2024-02-12 G: 89; 2022-03-25 F: 89
| W_ER_45 | Calc | Turbine 4 Name | 2023-01-12 F: GE-3.4-140-98; 2024-02-12 G: GE-2.82-127-89; 2022-03-25 F: GE-2.82-127-89
| W_ER_46 | Req | Turbine 4 Type | 2023-01-12 F: Safe Harbor WTG Type 1:; 2022-03-25 F: Safe Harbor WTG Type 1:
| W_ER_47 | Req | Number of Turbine 4 Turbines, Total Ea. | 2023-01-12 F: 0; 2024-02-12 G: 0; 2022-03-25 F: 0
| W_ER_48 | Req | Turbine Manufacture | bar: 2023-01-12 F to 2024-02-12 G; 2022-03-25 F
| W_ER_49 | Req | Turbine Size / Mwe (Nominal) | 2023-01-12 F: 3.4; 2024-02-12 G: 2.82; 2022-03-25 F: 2.82
| W_ER_50 | Req | Turbine Rotor Dia (Meters) | 2023-01-12 F: 140; 2024-02-12 G: 127; 2022-03-25 F: 127
| W_ER_51 | Req | Turbine Tower Height (Meters) | 2023-01-12 F: 98; 2024-02-12 G: 89; 2022-03-25 F: 89
| W_ER_52 |  | Project Options
W_A_48 | W_ER_53 | Req | Aircraft Detection Lighting System (ADLS) Required? | 2023-01-12 F: No; 2024-02-12 G: Yes; 2022-03-25 F: No
W_A_144 | W_ER_54 | Req | WTG Option - Precommissioning | 2023-01-12 F: No; 2024-02-12 G: Yes; 2022-03-25 F: No
W_A_143 | W_ER_55 | Req | Load Bank Commissioning | 2023-01-12 F: Yes; 2024-02-12 G: No; 2022-03-25 F: Yes
W_A_76 | W_ER_56 | Req | O & M Building | 2023-01-12 F: Bldg A - 2550 SF; 2024-02-12 G: O&M Bldg B1 - 3150 SQFT; 2022-03-25 F: O&M Bldg A - 2550 SQFT
W_A_404 | W_ER_57 | Req | Permanent MET Tower Type | 2023-01-12 F: New Monopole Tower - Hub Height; 2024-02-12 G: New Monopole Tower - Hub Height; 2022-03-25 F: New Monopole Tower - Hub Height
W_A_405 | W_ER_58 | Req | Permanent MET Tower Quantity (Each) | bar: 2023-01-12 F to 2024-02-12 G; 2022-03-25 F
W_A_145 | W_ER_59 | Req | Construction Requirements | 2023-01-12 F: Non-Union; 2024-02-12 G: Union; 2022-03-25 F: Non-Union
| W_ER_60 |  | Electrical Interconnection Requirements
| W_ER_61 | Req | POI kV Operating Voltage | 2023-01-12 F: 215; 2024-02-12 G: 500; 2022-03-25 F: 215
W_A_106 | W_ER_62 | Req | Standardized Design Voltage | 2023-01-12 F: 230; 2024-02-12 G: 500; 2022-03-25 F: 230
| W_ER_63 |  | Point of Interconnection Facilities
W_A_118 | W_ER_64 | Req | Interconnect Switchyard | 2023-01-12 F: Excluded; 2024-02-12 G: Excluded; 2022-03-25 F: Excluded
| W_ER_65 |  | Transmission Line
W_A_120 | W_ER_66 | Req | Transmission Line, Distance (Miles) | 2023-01-12 F: 0; 2024-02-12 G: 15; 2022-03-25 F: 0
| W_ER_67 | Calc | Transmission Design Load Check | bar: 2023-01-12 F to 2024-02-12 G; 2022-03-25 F

## Assump
W_A_0
MODEL_UID_COLUMN | W_A_1 |  | Skibinski | Estimator
| W_A_2 |  | Schajatovic | Project Manager
| W_A_3 |  | Estimate Status | Ver. | Price Rev Date | Release
| W_A_4 |  | Estimate Date | A | 2024-01-25 | 2024-01-30
| W_A_5 | See Notes Below | Project Name |  |  | WA Odie 298.92MW 2028PPA
| W_A_6 |  | Proposal Name |  |  | Proposal 1
| W_A_7 |  | Scenario Name |  |  | Scenario 1
| W_A_403 |  | E&C Scenario Name |  |  | E&C Scenario Name 1
| W_A_407 | Need | Project Number |  |  | C4.006171
| W_A_408 | Need | Project ID
| W_A_409 |  | Proposal ID
| W_A_410 |  | Scenario ID
| W_A_8 | Need | Date of Request |  |  | 2024-01-16
| W_A_9 | Need | Date Product Needed |  |  | 2024-01-30
| W_A_10 |  | Estimate Update for Build Year |  |  | 2028 Build
| W_A_11 |  | What Type of estimate |  |  | OOM
| W_A_12 |  | Project Information |  | Ref Column | AC
| W_A_411 |  | Project Maturity Index |  |  | Diligencing
| W_A_13 |  | Project Location, State |  |  | WA
| W_A_14 |  | Project Location, County
| W_A_15 |  | Name Plate Rating, Mwe (Nominal) |  |  | 298.92
| W_A_16 |  | Independent System Operator / Regional Transmission Organization |  |  | None
| W_A_17 |  | Interconnecting Utility |  |  | Other
| W_A_18 |  | NCF
| W_A_19 |  | Collection Yard Latitude: |  |  | 46.48476°
| W_A_20 |  | Collection Yard Longitude: |  |  | 117.497492°
| W_A_21 |  | Collection Yard Elevation: |  |  | 2386
| W_A_22 |  | Schedule, Construction |  | T-Line Off/On | 219
| W_A_23 |  | Earliest Start Date (site work) |  |  | 2028-04-26
| W_A_24 |  | First WTG Delivered |  |  | 2028-07-19
| W_A_25 |  | Backfeed Power Date (Sub In Service) |  |  | 2028-08-09
| W_A_26 |  | Intended COD |  |  | 2028-12-01
W_M_746 | W_A_27 |  | WTG Erection "Crane Sets" (overide default) |  |  | 3
W_M_302 | W_A_28 |  | Winter Construction |  |  | No
W_M_761 | W_A_29 |  | Number of Crane Breakdowns (Full equivalant) |  |  | 23
W_M_1050 | W_A_30 |  | Number of WTG Erection Wind Days |  |  | 11
| W_A_31 |  | Wind Turbines, Primary |  |  | GE-2.82-127-89
| W_A_32 |  | Number of Turbines, Primary |  |  | 106
| W_A_33 |  | Turbine Manufacture |  |  | GE
| W_A_34 |  | Turbine Size / MWe (Nominal) |  |  | 2.82
| W_A_35 |  | Turbine Rotor Dia (Meters) |  |  | 127
| W_A_36 |  | Type of Blades |  |  | Mono
| W_A_37 |  | Turbine Tower Height (Meters) |  |  | 89
| W_A_38 |  | Type of Tower |  |  | Mono
| W_A_39 |  | Wind Turbines, Secondary |  |  | GE-2.82-127-89
| W_A_40 |  | Number of Turbines, Secondary |  |  | 0
| W_A_41 |  | Turbine Manufacture Secondary |  |  | GE
| W_A_42 |  | Turbine Size / MWe (Nominal) Secondary |  |  | 2.82
| W_A_43 |  | Turbine Rotor Dia (Meters) Secondary |  |  | 127
| W_A_44 |  | Type of Blades Secondary |  |  | Mono
| W_A_45 |  | Turbine Tower Height (Meters) Secondary |  |  | 89
| W_A_46 |  | Type of Tower Secondary |  |  | Mono
| W_A_47 |  | Total Turbines |  |  | 106
| W_A_48 | Need | Aircraft Detection Lighting System Required? |  |  | Yes
| W_A_49 | Does not effect Estimate Details at this time | Array Type, Layout |  |  | Scattered
| W_A_50 |  | Date of Array |  |  | 2024-01-12
| W_A_51 |  | Terrain |  |  | Steep Hills
| W_A_52 |  | WTG Spacing, Ft ("Crow Fly" Avg per WTG) |  |  | 3361
| W_A_53 |  | Paul's Layout Factor "Roads" |  |  | 0.63017
| W_A_54 |  | Paul's Layout Factor "Electrical" |  |  | 1.5583
| W_A_55 | Use only for Adjusting WinPower | Terrain Factor = 1.0 Untill Completed |  |  | 1
| W_A_56 |  | Roads
| W_A_57 |  | Service Road, Ft (Avg per WTG) |  |  | 2118
| W_A_58 |  | Access Road, Ft |  |  | 0
| W_A_59 |  | Restore Roads ? |  |  | Yes
| W_A_60 |  | Farmland |  |  | Farm Land
| W_A_61 |  | Will Compacted Native Soils Support Crane Travel? |  |  | Yes
W_M_90 | W_A_62 |  | Soil Stabilization for Roads? |  |  | Yes
W_M_171 | W_A_63 |  | Gravel Pit On-Site |  |  | No
| W_A_64 |  | Distance to Gravel/Gravel Pit to Site Area, in Miles |  |  | 10
| W_A_65 |  | Electrical Collection
| W_A_66 |  | Home Runs from (End or One Third In) |  |  | End
| W_A_67 |  | Collection Trench btwn WTGs, Ft (Avg per WTG) |  |  | 2469
| W_A_68 |  | Collection Trench HR, Ft (Avg per HR) |  |  | 20961
W_M_447 | W_A_69 |  | Engineered Fill for Electrical Trenching |  |  | No
| W_A_70 |  | Substation LV Circuits (LV Breakers) |  |  | 3
| W_A_71 |  | Collection Home Runs |  |  | 14
W_M_358 | W_A_72 |  | Cable Cross Bonding Required (on homeruns) |  |  | No
W_M_373 | W_A_73 |  | Overhead Collection (miles) |  |  | 0
W_M_374 | W_A_74 |  | Overhead Collection (number of Circuits) |  |  | 0
| W_A_75 |  | Other
W_M_870 | W_A_76 | Need | O & M Building |  |  | Bldg B - 3150 SF
| W_A_404 |  | Permanent Met Tower Type |  |  | New Monopole Tower - Hub Height
W_M_865 | W_A_405 | Need | Permanent Met Tower Quantity |  |  | 1
W_M_382 | W_A_406 |  | Remote Site? |  |  | Yes
| W_A_77 |  | SOILS:
| W_A_78 |  | Seismic Zone |  |  | Zone 2B
| W_A_79 |  | Wind Speed, Design MPH |  |  | 90
| W_A_80 |  | Seismic Zone & Wind Speed "Check = "Ok"" |  |  | Ok
| W_A_81 | Need | Soil Class: Type of Soil Surface (4 to 6 Ft) |  |  | 4 - Hard Clays/Sands, Glacial till
| W_A_82 | Need | Soil Class: Type of Soil Sub Surface ( Below 6 Ft) |  |  | 3 - Dense Sands/Clays, Weathered Shales
| W_A_83 |  | Chlorides & Sulfates |  |  | 1 - 7K ppm
| W_A_84 |  | Geo-Tech Fabric for Roads (4 to 6 Ft) |  |  | No
| W_A_85 |  | Road Blasting (4 to 6 Ft) |  |  | No
| W_A_86 |  | Foundations Size "Primary" (Below 6 Ft)
| W_A_87 |  | Minimum Allowable Bearing Capacity (PSF) |  |  | 3500
| W_A_88 | Distance from top of grade to ground water (Ft.), Dominant | Distance from top of grade to ground water (Ft.) |  |  | 10
| W_A_89 |  | Controlling Load for Foundation Diameter |  |  | No_Gapping
| W_A_90 |  | Foundation Base Shape |  |  | Circle
| W_A_91 |  | Foundations Size "Secondary" (Below 6 Ft)
| W_A_92 |  | Minimun Allowable Bearing Capacity (PSF) |  |  | 3500
| W_A_93 | Distance from top of grade to ground water (Ft.), Secondary | Distance from top of grade to ground water (Ft.) |  |  | 10
| W_A_94 |  | Controlling Load for Foundation Diameter |  |  | No_Gapping
| W_A_95 |  | Foundation Base Shape |  |  | Circle
| W_A_96 |  | Fnd. Backfill: Improve/Compaction |  |  | No
| W_A_97 |  | Blasting Required For Foundations |  |  | Yes
| W_A_98 |  | Piles Under WTG Foundations |  |  | None
| W_A_99 |  | Soil Hardness (4 to 6 Ft) |  |  | High
| W_A_100 |  | Soil Resistivity (4 to 6 FT) |  |  | Poor
| W_A_101 |  | Soil Thermo Properities (4 to 6 Ft) |  |  | Vry Good
| W_A_102 |  | Thermal Resistivity (oC-cm/W) |  |  | 100
| W_A_103 |  | Anticipated Maximum MW per HR For Information |  |  | 41
| W_A_104 |  | Recommended HR Cable Size @ 25MW |  |  | 750
| W_A_105 |  | Electrical Interconnection Requirements for GenTie Limited to (1) Circuit
| W_A_106 | Need | Wind Farm Substation High Side Voltage Kv |  |  | 500
| W_A_107 |  | Interconnect Voltage Kv |  | Kv | 500
W_M_500 | W_A_108 |  | Substation Configuration |  |  | Standard
W_M_502 | W_A_109 |  | Number Of Transformers |  |  | 2
W_M_499 | W_A_110 | P50 assumption for all wind projects: Transformer MVA limited to 280MVA or less | Transformer Size Mva |  | Mva | 170
W_M_527 | W_A_111 |  | Number of High Voltage Breakers |  | Ea. | 2
W_M_576 | W_A_112 |  | Number of Take-Off Towers |  | Ea. | 1
| W_A_113 |  | Cap Banks LV or HV |  |  | LV
| W_A_114 |  | Cap Banks number of |  | Ea. | 1
| W_A_115 |  | Cap Banks MVAR |  | MVAR | 9
| W_A_116 |  | Reactor Banks LV - Side Number of |  | Ea. | 0
| W_A_117 |  | Reactor Banks LV - MVAR |  | MVAR | 0
| W_A_118 |  | Interconnect Switchyard |  |  | Excluded
| W_A_119 |  | Interconnect Switchyard Configuration
| W_A_120 | Need | Gen Tie Line, Distance (Miles) A/G |  | Miles | 15
| W_A_121 |  | % of Cable Capacity
| W_A_122 |  | Design Amps
| W_A_123 |  | ROW Width Needed
| W_A_124 |  | Tangent Pole Type
| W_A_125 |  | Tangent Height above Grade, Ft. |  | Ft.
| W_A_126 |  | Pole Length with Full embedment, Ft. |  | Ft.
| W_A_127 |  | Tangent Materials
| W_A_128 |  | Pole Class, Wood
| W_A_129 |  | Pole Class, Non-Wood
| W_A_130 |  | Type of Tangent, Materials and Pole Class
| W_A_131 |  | Type of Conductor or (Bird Name)
| W_A_132 |  | Number of Bundles
| W_A_133 |  | Tangent / Pole Spacing, Ft. |  | Ft.
| W_A_134 |  | Phase to Phase Spacing, Ft. |  | Ft.
| W_A_135 |  | Type of Insulator
| W_A_136 |  | Gen-Tie Special (Underground Build) |  | Miles
| W_A_137 |  | Gen-Tie Special (Under Build) |  | Miles
| W_A_138 |  | Gen-Tie Under Build Voltage |  | Kv
| W_A_139 |  | Estimate Basis: |  |  | USA Database
| W_A_140 |  | Reference EPC Pricing |  |  | Q3 2023 Model
| W_A_141 |  | Construction Requirements |  |  | Union
| W_A_142 |  | Metropolitan Area Labor Assumed? |  |  | No
| W_A_143 |  | Load Bank Commissioning |  |  | Included
| W_A_144 |  | WTG Precommissing |  |  | Excluded
| W_A_145 |  | Construction Acceleration |  |  | Excluded
| W_A_146 |  | Winter Build |  |  | Excluded
| W_A_147 |  | Design & Layout Information
| W_A_148 |  | Project Energy / Utility |  |  | Energy
| W_A_149 |  | WTG Array |  |  | Yes
| W_A_150 |  | Date of WTG Array |  |  | 2024-01-12
| W_A_151 |  | WTG Micro Sited |  |  | No
| W_A_152 |  | Geo Tech Completed |  |  | No
| W_A_153 |  | Foundation Design |  |  | No
| W_A_154 |  | Roadway Layouts |  |  | No
| W_A_155 | Need | Quantities, Road work |  |  | Takeoffs
| W_A_156 |  | Collection Design |  |  | No
| W_A_157 | Need | Quantities, Collection |  |  | Takeoffs
| W_A_158 |  | Substation Design |  |  | No
| W_A_159 |  | Interconnect Design |  |  | No
| W_A_160 |  | Transmission Design |  |  | No
| W_A_161 |  | Land Control |  |  | No
| W_A_162 |  | NESC Code |  |  | 2017 NESC
| W_A_163 |  | Estimate Excludes:
| W_A_164 |  | All OEM Pricing is "EXCLUDED" |  |  | Excluded
| W_A_165 |  | Electrical Integration |  |  | Excluded
| W_A_166 |  | Permitting / Land costs |  |  | Excluded
| W_A_167 |  | Development Costs |  |  | Excluded
| W_A_168 |  | Wet Land Mitigation |  |  | Excluded
| W_A_169 |  | Import Duties for Canada |  |  | Not Applicable
| W_A_170 |  | CSA WTG Compliance |  |  | Not Applicable
| W_A_171 |  | All Taxes |  |  | Excluded
| W_A_172 |  | All Permits & Permit Fees |  |  | Excluded
| W_A_173 |  | Road Repair & Maintance (County Imposed) |  |  | Excluded
| W_A_174 |  | Crop Damage |  |  | Excluded
| W_A_175 |  | Provincial / Canada Tax PST, GST, HST |  |  | Not Applicable
W_A_176
| W_A_177 | 1 | NEER Eng | BOP | BOPENG | 1679982.5853 |  |  | WA Odie 298.92MW 2028PPA | BOP | Δ/$ | $/kW | Δ $/kW | MW
| W_A_178 | 1.4 | NEER Eng (Gen Tie - Line) | Tline | Tline |  | W | 2024-01-19 | WA Lower Snake East 2027BOT | 208720000 | - | 770.9811 | - | 270.72 | Previous
| W_A_179 | 5 | NEER Mtl's (collection) | BOP | BOPC | 16086760.6254 |  | Step 1 | Collection | 208720000 | 0 | 770.9811 | 0 | 270.72
| W_A_180 | 5.1 | Pad Mount Transformers | BOP | BOPC | 8500359.024 |  | Step 2 | SS, GSU | 208720000 | 0 | 770.9811 | 0 | 270.72
| W_A_181 | 7 | Substation Materials | Sub | BOPSUB | 3444192.4953 |  | Step 3 | Cranes | 208720000 | 0 | 770.9811 | 0 | 270.72
| W_A_182 | 7.1 | Main Transformer | Sub | BOPSUB | 13354673.115 |  | Step 4 | Foundations | 208720000 | 0 | 770.9811 | 0 | 270.72
| W_A_183 |  | EPC Labor & Mtl's |  |  |  |  | Step 5 | Civil | 208720000 | 0 | 770.9811 | 0 | 270.72
| W_A_184 | 2 | Roads | BOP | BOPCR | 20023321.8644 |  | Step 6 | MET, OM, Engineering, G&A, M&A and/or Other | 208720000 | 0 | 770.9811 | 0 | 270.72
| W_A_185 | 2.5 | Offsite Road Repair | BOP | BOPCR | 5148344.7668 |  | Step 7 | Escalation | 208720000 | 0 | 770.9811 | 0 | 270.72
| W_A_186 | 2.7 | Dust Control \ Water | BOP | BOPCR | 1936820.3685 | W | 2024-01-30 | Refresh | 208720000 | 0 | 770.9811 | 0 | 270.72 | Refresh
| W_A_187 | 3 | Civil Other | BOP | BOPCR | 7907426.8307 | W | Step 8 | Technology | 208720000 | 0 | 770.9811 | 0 | 270.72 | 0
| W_A_188 | 3.2 | Crane Pads | BOP | BOPCR | 19065524.3703 | X | Step 9 | Size | 226310000 | 17590000 | 757.0922 | -13.8889 | 298.92 | 1759000
| W_A_189 | 4 | Foundations | BOP | BOPF | 37544258.3627 | Y | Step 10 | SS, Interconnect changes | 232270000 | 5960000 | 777.0306 | 19.9384 | 298.92
| W_A_190 | 6 | Collection Installation | BOP | BOPC | 40736173.0563 | Z | Step 11 | Array | 253390000 | 21120000 | 847.685 | 70.6544 | 298.92
| W_A_191 | 8 | Substation Installation | Sub | BOPSUB | 6143222.5097 | AA | Step 12 | COD | 260180000 | 6790000 | 870.4001 | 22.7151 | 298.92
| W_A_192 | 12 | WTG Erection, Cranes | BOP | BOPCranes | 11047614.2109 | AB | Step 13 | True-ups/ adjustments | 254320000 | -5860000 | 850.7962 | -19.6039 | 298.92
| W_A_193 | 12.5 | WTG Erection | BOP | BOPWTG | 18950596.3835 | AC | 2024-01-30 | WA Odie 298.92MW 2028PPA | 253840000 | 45120000 | 849.1904 | 78.2093 | 298.92
| W_A_194 | 13 | O & M Building | BOP | BOPENG | 1765748.7657
| W_A_195 | 13.1 | Met Tower Supply | BOP | BOPENG | 435926.7597 |  | NOTES: | Refresh: Blasting UP for crane pads
| W_A_196 | 13.2 | Met Tower Installation | BOP | BOPENG | 280722.376 |  |  | Step 9 Size: Nameplate increase by 28MW, add'l 10 Turbines
| W_A_197 | 14 | Contractor G & A's | BOP | BOPG&A | 4816973.4811 |  |  | Step 10 SS, Interconnect: 230KV, jump up to 500KV, addition of 15 miles of Transmissioin
Step 11 Array: Adder--8M road/offiste road, 7M foundation, 2M Erection, $M Escalation & Conntingency
| W_A_198 | 10 | Gen Tie-Line Mtl's NEE Supplied | Tline | Tline | 0 |  |  | Step 12 COD: Adder 7.8M Escalation/Contingency for addl year
| W_A_199 | 11 | Gen Tie-Line Labor & Mtl's Contractor Supplied | Tline | Tline | 0 |  |  | Step 13 True ups: Switch from BOT NEER to Energy
| W_A_200 | SY-7 | SwitchYard Mtl's NEE Supplied | Switch | Switch | 0 |  | Included: | Add notes for each step here
| W_A_201 | 9 | SwitchYard Labor & Mtl's Contractor Supplied | Switch | Switch | 0 |  |  | Do not Merge cells!!!
| W_A_202 |  | WTG Mtl's & Shipping
| W_A_203 | 88.01 | WTG Mtl's | WTGb | WTG | 0
| W_A_204 | 88.02 | WTG Options and Support | WTGo | WTG | 0
| W_A_205 | 88.03 | WTG Shipping | WTGs | WTG | 0 |  |  | $10k/WTG for break-in, section 12.6004
| W_A_206 | 88.04 | Storage Double Handling Re-shipping | Dubl | WTG | 0 |  |  | $3500/WTG for blade coating in section 12.6004
| W_A_207 |  | Other | [5 empty] | $10k/WTG for climb assist in section 5.5 (99.3002)
| W_A_208 | 96 | NEER M & A | BOP | BOPENG | 2763798.0245 |  |  | $10k/WTG for WTG metering in section 5.5 SCADA (387.0000)
| W_A_209 | 97.1 | Escalation | Esc | BOPESC | 32214451.0712
| W_A_210 | 97.2 | Pricing Adjustments | Esc | BOPADJUST | 0 |  |  | *NEE BOT specs is $4M + 10% increase for each added year in section 96.3999
| W_A_211 | 97.21 | Commodity Adjustment | Esc | BOPADJUSTC | 0
| W_A_212 | 97.3 | Contingency | Cont | BOPCONT | 23959233.7986
| W_A_213 | 98 | Risks | Cont | BOPENG | 0
| W_A_214 | 99 | Development | DEV | DEV | 0
W_A_215
| W_A_216 |  | Total Costs |  |  | 277806124.8456
| W_A_217 | TOT | Check = (0) |  |  | 0
| W_A_218 |  | Capex Estimate (For Project Managers) |  | $ / Kwe | 929.3661
W_A_219
| W_A_220 |  | BOP (Excl sub, switchyard, tee line) | BOP |  | 198690000
| W_A_221 |  | NEER Substation (Material & Labor) | Sub |  | 22940000
| W_A_222 |  | Escalation and Pricing Adjustments | Esc |  | 32210000
| W_A_223 |  | Contingency | Cont |  | 23960000
W_A_224
| W_A_225 |  | Subtotal E & C BOP |  |  | 277800000
W_A_226
| W_A_227 |  | NEER Transmission Line | Tline |  | 0
| W_A_228 |  | Interconnect Switchyard (Matl/Labor) | Switch |  | 0
| W_A_229 |  | WTG Base Costs | WTGb |  | 0
| W_A_230 |  | WTG Options | WTGo |  | 0
| W_A_231 |  | WTG Shipping | WTGs |  | 0
| W_A_232 |  | WTG Storage & Dbl Handling | Dubl |  | 0
W_A_233
| W_A_234 |  | Total E & C Capex |  |  | 277800000
| W_A_235 |  | CapEx Summary Slide |  | Check = (0) | -10000
| W_A_236 |  | WTG, Shipping, Double Handling & Storage |  |  | 0
| W_A_237 |  | BOP |  |  | 253840000
| W_A_238 |  | Construction Contingency |  |  | 23960000
| W_A_239 |  | Transmission and Interconnect |  |  | 0
| W_A_240 |  | Total E&C |  |  | 277800000
| W_A_241 |  |  |  | Check = (0) | -10000
W_A_242
| W_A_243 |  | Contractors
| W_A_244 | 97.11 | EPC Scope, Contractor |  |  | 192731419.9243
| W_A_245 | 97.12 | Collection / Substation Yard Contractor |  |  | 7101337.3617
| W_A_246 |  | Transmission Line Contractor |  |  | 0
| W_A_247 |  | Switchyard Contractor |  |  | 0
| W_A_248 |  | O&M Building, Contractor |  |  | 1765748.7657
W_A_249
| W_A_250 |  | Check = (0) |  |  | -1.397e-09
W_A_251
| W_A_252 |  |  |  |  | Ok
W_A_253
| W_A_254 |  | Metrics for BOP
| W_A_255 |  | Civil & Roads $/kWe |  | BOPCR | 181
| W_A_256 |  | Foundations $/kWe |  | BOPF | 126
| W_A_257 |  | Collection System $/kWe |  | BOPC | 219
| W_A_258 |  | WTG Erection $/kWe |  | BOPWTG | 63
| W_A_259 |  | WTG Cranes $/kWe |  | BOPCranes | 37
| W_A_260 |  | Contractors G & A $/kWe |  | BOPG&A | 16
| W_A_261 |  | Substation & Transformer $/kWe |  | BOPSUB | 77
| W_A_262 |  | Eng, O&M, NEER M & A, Risks $/kWe |  | BOPENG | 23
| W_A_263 |  | Project Price Reductions $/kWe |  | BOPADJUST | 0
| W_A_264 |  | Commodity Adjustment $/kWe |  | BOPADJUSTC | 0
| W_A_265 |  | Escalation Adjustment $/kWe |  | BOPESC | 108
| W_A_266 |  | Contingency $/kWe |  | BOPCONT | 80
| W_A_267 |  | Subtotal $/kWe |  |  | 930
| W_A_268 |  | Metrics for Non BOP |  |  | Ok
| W_A_269 |  | WTG Mtl's & Shipping $/Kwe |  | WTG | 0
| W_A_270 |  | Gen Tie-Line Mtl's & Labor $/Kwe |  | Tline | 0
| W_A_271 |  | SwitchYard Mtl's & Labor $/Kwe |  | Switch | 0
| W_A_272 |  |  |  |  | 0
| W_A_273 |  |  |  | Check = (+/- 1) | 0.63387
| W_A_274 |  | Other Metric's
| W_A_275 |  | BOP (Material & Labor) cost per WTG |  |  | 2622600
| W_A_276 |  | T-Line Labor & Mtl's costs per mile |  | Tline | 0
| W_A_277 |  | SwitchYard, Costs per Breaker |  | Switch | 0
| W_A_278 |  | Substation & Transformer per LV Circuit |  | BOPSUB | 7647000
W_A_279
W_A_280
| W_A_281 |  | ARO
| W_A_282 | DeComTotal | Demolition |  |  | 14970578.1677
| W_A_283 | SalvTotal | Salvage |  |  | -5907297.2189
| W_A_284 | AROTotal | Net |  |  | 10176591.1057
W_A_285
W_A_286
W_A_287
| W_A_288 |  | Subject Cost Compare, Explain the "Why the delta"
| W_A_289 |  | Array Impacts:
| W_A_290 |  | Spacing of WTG's | Arry
| W_A_291 | Roads | Roads, lengths | Arry | Roads | 11501661.6394
| W_A_292 | Collection | Collection, lengths | Arry | Collection | 18932372.7041
| W_A_293 |  | Terrain Impacts:
| W_A_294 | Pipe | Pipe Line Crossings | Terrain | Roads | 0
| W_A_295 | Culverts | Road Culverts | Terrain | Roads | 406595.5471
| W_A_296 | Wet | Wetlands / Creek | Terrain | Roads | 331027.6247
| W_A_297 | Rail | Rail Road Crossings | Terrain | Roads | 0
| W_A_298 | Bridge | Bridge Improvements | Offsite | Roads | 0
| W_A_299 |  | Gravel Pit Location | Terrain | Run Model for results
| W_A_300 |  | Road length and complexity
| W_A_301 | Earth | Cut / Fill | Terrain | Roads | 3275739.9438
| W_A_302 | Blast | Rock Blasting | Terrain | Roads | 0
| W_A_303 | EC | Erosion Control | Terrain | Roads | 2667172.1667
| W_A_304 | Dust | Dust Control | Terrain | Roads | 1936820.3685
| W_A_305 | Water | Water | Terrain | Roads | 0
| W_A_306 | Turns | Turnarounds / Turnouts | Terrain | Roads | 1095625.0909
| W_A_307 | Access | Access Roads | Terrain | Off Road | 104006.1034
| W_A_308 | OffsiteRoads | Off site Road Repairs | Offsite | Off Road | 5148344.7668
| W_A_309 | Timber | Timber Removal | Terrain |  | 0
| W_A_310 | CB | Crane Breakdowns/Travel | Terrain |  | 3592751.6033
| W_A_311 | Cranes | Number of Cranes | Terrain |  | 6650219.4451
| W_A_312 | OHCollection | Overhead Collection, Electrical | Terrain | Collection | 0
| W_A_313 | Bores | Horizonal Boring | Terrain | Collection | 7785166.1265
| W_A_314 | Drains | Drainage Tile repair Work | Terrain | Collection | 1048776.889
| W_A_315 |  | Soils Impacts:
| W_A_316 | Civil | Civil Work | Soils |  | 4153940.1442
| W_A_317 | Pads | Crane Pads | Soils |  | 12748785.9976
| W_A_318 | SoilsR | Roads | Soils | Roads | 4270594.297
| W_A_319 | SoilsF | Foundations: Soils | Soils |  | 4770846.573
| W_A_320 | Foundations | Foundations: Concrete | Soils |  | 32773411.7897
| W_A_321 | SoilsCP | WTG Crane Pads | Soils |  | 6316738.3727
| W_A_322 | Trench | Collection Cable / Trenching / Eng Fill | Soils | Collection | 20408712.4759
| W_A_323 |  | Scope:
| W_A_324 | Tline | Transmission (Length/Pole Type/kV) | Tline |  | 0
| W_A_325 | TUB | Transmission (Underbuild) | Tline |  | 0
| W_A_326 | TUG | Transmission (Underground) | Tline |  | 0
| W_A_327 | Special | Special Equipment - Cap Banks/Reactor/etc. | Scope |  | 52480.4833
| W_A_328 | Switch | Interconnect Switchyard | SW |  | 0
| W_A_329 | Winter | Winter Build | Scope |  | 124386.1378
| W_A_330 | WTGOptions | WTG Options - (Cold Weather/Reactive Power) | Scope |  | 0
| W_A_331 | Wind | Contingency / Wind Days | Scope |  | 544568.75
| W_A_332 | O&M | O & M Building | Scope |  | 2482397.9015
| W_A_333 | LBC | Load Bank Commissioning | Scope |  | 1039312.3144
| W_A_334 | Micro | Micro. Radio & T1 Multiplex Equip. | Scope |  | 444000
| W_A_335 |  | Union Labor (Rates & Productivity) | Scope | Run Model for results
| W_A_336 |  | Other:
| W_A_337 | Eng | Engineering | Price |  | 1679982.5853
| W_A_338 | Xfmr | Transformer | Price |  | 13354673.115
| W_A_339 | Elect | Electrical | Price |  | 16704264.5102
| W_A_340 | SubM | Substation Material | Price |  | 3414192.4953
| W_A_341 | ErectWTG | WTG Erection | Sub |  | 19755239.546
| W_A_342 | SubL | Substation Labor | Sub |  | 6120742.0263
| W_A_343 | G&A | Contractors G & A | Sub |  | 4507661.1667
W_A_344
| W_A_345 | NEE | NEE Staffing | Price |  | 2033798.0245
| W_A_346 | WTG | WTG Price | WTG |  | 0
| W_A_347 | WTGship | WTG Shipping | WTG |  | 0
| W_A_348 | Store | WTG Storage | WTG |  | 0
| W_A_349 | ESC | Project Escalation | Esc |  | 32214451.0712
| W_A_350 | Adjust | Project Price Adjustments | Adjust |  | 0
| W_A_351 | AdjustC | Commodity Adjustments | AdjustC |  | 0
| W_A_352 | Cont | Project Contingency | Risk |  | 23414665.0486
| W_A_353 |  | Misc. Other / Closure | Other
| W_A_354 |  | Sub Total |  |  | 277806124.8456
| W_A_355 |  | Check = (0) |  |  | 0
| W_A_356 |  | $/KW from Above Cost Comparison
| W_A_357 |  | By Subject
| W_A_358 |  | Remove WTG Pricing, Shipping & Storage | WTG |  | 0
| W_A_359 |  | Remove Gen Tie Line | Tline |  | 0
| W_A_360 |  | Remove Interconnect Switchyard | SW |  | 0
W_A_361
| W_A_362 |  | Array Impacts: | Arry |  | 101.8133
| W_A_363 |  | Terrian Impacts: | Terrain |  | 96.661
| W_A_364 |  | Soils Impacts: | Soils |  | 285.8391
| W_A_365 |  | Off site Road Repairs | Offsite |  | 17.2232
| W_A_366 |  | Scope: | Scope |  | 15.6803
| W_A_367 |  | Pricing, Materials | Price |  | 124.4042
| W_A_368 |  | Pricing, Subcontractor | Sub |  | 101.6447
| W_A_369 |  | Project Escalation and Adjustments | Esc |  | 107.7695
| W_A_370 |  | Project Contingency | Risk |  | 78.3309
| W_A_371 |  | Project Price Adjustments | Adjust |  | 0
| W_A_372 |  | Commodity Price Adjustments | AdjustC |  | 0
| W_A_373 |  | Misc. Other / Closure | Other |  | 0
| W_A_374 |  | Subtotal $/kWe |  |  | 929.3661
W_A_375
| W_A_376 |  | Project Information:
| W_A_377 |  | Site Access, Off Site Roads & Repair |  | Off Road | 5252350.8702
W_A_378
| W_A_379 |  | Roads and Road Work ($/LF) | $/Lf | Roads | 113.5159
| W_A_380 |  | Electrical Collection ($/LF) | $/Lf | Collection | 86.7756
| W_A_381 |  | Other
| W_A_382 |  | Tee Line Turns (Based on 25% Rock / 25% Volumne)
| W_A_383 |  | Guyed Turns
| W_A_384 |  | Light Angle | GL |  | 0
| W_A_385 |  | Medium Angle | GM |  | 0
| W_A_386 |  | Heavy Angle | GH |  | 0
| W_A_387 |  | Self Supporting
| W_A_388 |  | Light Angle | SL |  | 0
| W_A_389 |  | Medium Angle | SM |  | 0
| W_A_390 |  | Heavy Angle | SH |  | 0
W_A_391
W_A_392
W_A_393
| W_A_394 |  | WTG Turbine "1,3&4" (Base Turbine)
| W_A_395 | 88.11 | Base Turbines
| W_A_396 | 88.12 | Base Turbine Options
| W_A_397 | 88.13 | Base Turbine Shipping
| W_A_398 |  | WTG Turbine "2" (Safe Harbor)
| W_A_399 | 88.21 | Safe Harbor Turbines
| W_A_400 | 88.23 | Safe Harbor Storage, Shipping, & Double Handling
| W_A_401 |  | Total Turbines
| W_A_402 |  | Check (=0)
Note on F5: Jafe: Version Letter
Note on G5: Jafe: Template Date
Note on H34: Jafe: You can overide the number of WTG erection Cranes Sets wih a hard entered number
Note on H69: Jafe: You can overwrite this formula with (the modified Cement Ratio)
Note on H78: Jafe: Default is 28.2MW
Note on H94: Jafe: You can overwrite this formula with (Yes / No)
Note on H95: Jafe: You can overwrite this formula with (Yes / No)
Note on H106: Jafe: You can overwrite this formula with (Yes / No)
Note on H107: Jafe: You can overwrite this formula with (Yes / No)
Note on H108: Jafe: You can overwrite this formula with (Yes / No)
Note on H109: Jafe: You can overwrite this formula with (Low / Moderate / High / Very High / Extm High)
Note on H110: Jafe: You can overwrite this formula with (Poor / Normal)
Note on H111: Jafe: If RHO Value is known, You can overwrite this formula with (RHO Known). If RHO Value is not known, you can overwrite this formula with (Vry Poor / Poor / Mod Poor / Mod Good / Vry Good)
Note on H112: Jafe: If RHO Value is known, You can overwrite this formula with actual RHO value (typically between 100 and 300).
Note on H113: Jafe: If MW per circuit known, You can overwrite this formula with actual MW per homerun value (typically between 20 and 30 MW). For IA MW/HR < 25MW based on Iowa Utilities Board generating certificate requirements
Note on H119: JAFE: Not MVA rating constrained
Note on H120: JAFE: Not MVA rating constrained

## Trial
W_A_1 |  | Skibinski
W_A_2 |  | Schajatovic
W_A_3 | Release | Estimate Status
W_A_4 | 2024-01-30 | Estimate Date
W_A_5 | WA Odie 298.92MW 2028PPA | Project Name
W_A_6 | Proposal 1 | Proposal Name
W_A_7 | Scenario 1 | Scenario Name
W_A_403 | E&C Scenario Name 1 | E&C Scenario Name
W_A_407 | C4.006171 | Project Number
W_A_408 |  | Project ID
W_A_409 |  | Proposal ID
W_A_410 |  | Scenario ID
W_A_8 | 2024-01-16 | Date of Request
W_A_9 | 2024-01-30 | Date Product Needed
W_A_10 | 2028 Build | Estimate Update for Build Year
W_A_11 | OOM | What Type of estimate
W_A_12 | AC | Project Information
W_A_411 | Diligencing | Project Maturity Index
W_A_13 | WA | Project Location, State
W_A_14 |  | Project Location, County
W_A_15 | 298.92 | Name Plate Rating, Mwe (Nominal)
W_A_16 | None | Independent System Operator / Regional Transmission Organization
W_A_17 | Other | Interconnecting Utility
W_A_18 |  | NCF
W_A_19 | 46.48476° | Collection Yard Latitude:
W_A_20 | 117.497492° | Collection Yard Longitude:
W_A_21 | 2386 | Collection Yard Elevation:
W_A_22 | 219 | Schedule, Construction
W_A_23 | 2028-04-26 | Earliest Start Date (site work)
W_A_24 | 2028-07-19 | First WTG Delivered
W_A_25 | 2028-08-09 | Backfeed Power Date (Sub In Service)
W_A_26 | 2028-12-01 | Intended COD
W_A_27 | 3 | WTG Erection "Crane Sets" (overide default)
W_A_28 | No | Winter Construction
W_A_29 | 23 | Number of Crane Breakdowns (Full equivalant)
W_A_30 | 11 | Number of WTG Erection Wind Days
W_A_31 | GE-2.82-127-89 | Wind Turbines, Primary
W_A_32 | 106 | Number of Turbines, Primary
W_A_33 | GE | Turbine Manufacture
W_A_34 | 2.82 | Turbine Size / MWe (Nominal)
W_A_35 | 127 | Turbine Rotor Dia (Meters)
W_A_36 | Mono | Type of Blades
W_A_37 | 89 | Turbine Tower Height (Meters)
W_A_38 | Mono | Type of Tower
W_A_39 | GE-2.82-127-89 | Wind Turbines, Secondary
W_A_40 | 0 | Number of Turbines, Secondary
W_A_41 | GE | Turbine Manufacture Secondary
W_A_42 | 2.82 | Turbine Size / MWe (Nominal) Secondary
W_A_43 | 127 | Turbine Rotor Dia (Meters) Secondary
W_A_44 | Mono | Type of Blades Secondary
W_A_45 | 89 | Turbine Tower Height (Meters) Secondary
W_A_46 | Mono | Type of Tower Secondary
W_A_47 | 106 | Total Turbines
W_A_48 | Yes | Aircraft Detection Lighting System Required?
W_A_49 | Scattered | Array Type, Layout
W_A_50 | 2024-01-12 | Date of Array
W_A_51 | Steep Hills | Terrain
W_A_52 | 3361 | WTG Spacing, Ft ("Crow Fly" Avg per WTG)
W_A_53 | 0.63017 | Paul's Layout Factor "Roads"
W_A_54 | 1.5583 | Paul's Layout Factor "Electrical"
W_A_55 | 1 | Terrain Factor = 1.0 Untill Completed
W_A_56 |  | Roads
W_A_57 | 2118 | Service Road, Ft (Avg per WTG)
W_A_58 | 0 | Access Road, Ft
W_A_59 | Yes | Restore Roads ?
W_A_60 | Farm Land | Farmland
W_A_61 | Yes | Will Compacted Native Soils Support Crane Travel?
W_A_62 | Yes | Soil Stabilization for Roads?
W_A_63 | No | Gravel Pit On-Site
W_A_64 | 10 | Distance to Gravel/Gravel Pit to Site Area, in Miles
W_A_65 |  | Electrical Collection
W_A_66 | End | Home Runs from (End or One Third In)
W_A_67 | 2469 | Collection Trench btwn WTGs, Ft (Avg per WTG)
W_A_68 | 20961 | Collection Trench HR, Ft (Avg per HR)
W_A_69 | No | Engineered Fill for Electrical Trenching
W_A_70 | 3 | Substation LV Circuits (LV Breakers)
W_A_71 | 14 | Collection Home Runs
W_A_72 | No | Cable Cross Bonding Required (on homeruns)
W_A_73 | 0 | Overhead Collection (miles)
W_A_74 | 0 | Overhead Collection (number of Circuits)
W_A_75 |  | Other
W_A_76 | Bldg B - 3150 SF | O & M Building
W_A_404 | New Monopole Tower - Hub Height | Permanent Met Tower Type
W_A_405 | 1 | Permanent Met Tower Quantity
W_A_406 | Yes | Remote Site?
W_A_77 |  | SOILS:
W_A_78 | Zone 2B | Seismic Zone
W_A_79 | 90 | Wind Speed, Design MPH
W_A_80 | Ok | Seismic Zone & Wind Speed "Check = "Ok""
W_A_81 | 4 - Hard Clays/Sands, Glacial till | Soil Class: Type of Soil Surface (4 to 6 Ft)
W_A_82 | 3 - Dense Sands/Clays, Weathered Shales | Soil Class: Type of Soil Sub Surface ( Below 6 Ft)
W_A_83 | 1 - 7K ppm | Chlorides & Sulfates
W_A_84 | No | Geo-Tech Fabric for Roads (4 to 6 Ft)
W_A_85 | No | Road Blasting (4 to 6 Ft)
W_A_86 |  | Foundations Size "Primary" (Below 6 Ft)
W_A_87 | 3500 | Minimum Allowable Bearing Capacity (PSF)
W_A_88 | 10 | Distance from top of grade to ground water (Ft.)
W_A_89 | No_Gapping | Controlling Load for Foundation Diameter
W_A_90 | Circle | Foundation Base Shape
W_A_91 |  | Foundations Size "Secondary" (Below 6 Ft)
W_A_92 | 3500 | Minimun Allowable Bearing Capacity (PSF)
W_A_93 | 10 | Distance from top of grade to ground water (Ft.)
W_A_94 | No_Gapping | Controlling Load for Foundation Diameter
W_A_95 | Circle | Foundation Base Shape
W_A_96 | No | Fnd. Backfill: Improve/Compaction
W_A_97 | Yes | Blasting Required For Foundations
W_A_98 | None | Piles Under WTG Foundations
W_A_99 | High | Soil Hardness (4 to 6 Ft)
W_A_100 | Poor | Soil Resistivity (4 to 6 FT)
W_A_101 | Vry Good | Soil Thermo Properities (4 to 6 Ft)
W_A_102 | 100 | Thermal Resistivity (oC-cm/W)
W_A_103 | 41 | Anticipated Maximum MW per HR For Information
W_A_104 | 750 | Recommended HR Cable Size @ 25MW
W_A_105 |  | Electrical Interconnection Requirements for GenTie Limited to (1) Circuit
W_A_106 | 500 | Wind Farm Substation High Side Voltage Kv
W_A_107 | 500 | Interconnect Voltage Kv
W_A_108 | Standard | Substation Configuration
W_A_109 | 2 | Number Of Transformers
W_A_110 | 170 | Transformer Size Mva
W_A_111 | 2 | Number of High Voltage Breakers
W_A_112 | 1 | Number of Take-Off Towers
W_A_113 | LV | Cap Banks LV or HV
W_A_114 | 1 | Cap Banks number of
W_A_115 | 9 | Cap Banks MVAR
W_A_116 | 0 | Reactor Banks LV - Side Number of
W_A_117 | 0 | Reactor Banks LV - MVAR
W_A_118 | Excluded | Interconnect Switchyard
W_A_119 |  | Interconnect Switchyard Configuration
W_A_120 | 15 | Gen Tie Line, Distance (Miles) A/G
W_A_121 |  | % of Cable Capacity
W_A_122 |  | Design Amps
W_A_123 |  | ROW Width Needed
W_A_124 |  | Tangent Pole Type
W_A_125 |  | Tangent Height above Grade, Ft.
W_A_126 |  | Pole Length with Full embedment, Ft.
W_A_127 |  | Tangent Materials
W_A_128 |  | Pole Class, Wood
W_A_129 |  | Pole Class, Non-Wood
W_A_130 |  | Type of Tangent, Materials and Pole Class
W_A_131 |  | Type of Conductor or (Bird Name)
W_A_132 |  | Number of Bundles
W_A_133 |  | Tangent / Pole Spacing, Ft.
W_A_134 |  | Phase to Phase Spacing, Ft.
W_A_135 |  | Type of Insulator
W_A_136 |  | Gen-Tie Special (Underground Build)
W_A_137 |  | Gen-Tie Special (Under Build)
W_A_138 |  | Gen-Tie Under Build Voltage
W_A_139 | USA Database | Estimate Basis:
W_A_140 | Q3 2023 Model | Reference EPC Pricing
W_A_141 | Union | Construction Requirements
W_A_142 | No | Metropolitan Area Labor Assumed?
W_A_143 | Included | Load Bank Commissioning
W_A_144 | Excluded | WTG Precommissing
W_A_145 | Excluded | Construction Acceleration
W_A_146 | Excluded | Winter Build
W_A_147 |  | Design & Layout Information
W_A_148 | Energy | Project Energy / Utility
W_A_149 | Yes | WTG Array
W_A_150 | 2024-01-12 | Date of WTG Array
W_A_151 | No | WTG Micro Sited
W_A_152 | No | Geo Tech Completed
W_A_153 | No | Foundation Design
W_A_154 | No | Roadway Layouts
W_A_155 | Takeoffs | Quantities, Road work
W_A_156 | No | Collection Design
W_A_157 | Takeoffs | Quantities, Collection
W_A_158 | No | Substation Design
W_A_159 | No | Interconnect Design
W_A_160 | No | Transmission Design
W_A_161 | No | Land Control
W_A_162 | 2017 NESC | NESC Code
W_A_163 |  | Estimate Excludes:
W_A_164 | Excluded | All OEM Pricing is "EXCLUDED"
W_A_165 | Excluded | Electrical Integration
W_A_166 | Excluded | Permitting / Land costs
W_A_167 | Excluded | Development Costs
W_A_168 | Excluded | Wet Land Mitigation
W_A_169 | Not Applicable | Import Duties for Canada
W_A_170 | Not Applicable | CSA WTG Compliance
W_A_171 | Excluded | All Taxes
W_A_172 | Excluded | All Permits & Permit Fees
W_A_173 | Excluded | Road Repair & Maintance (County Imposed)
W_A_174 | Excluded | Crop Damage
W_A_175 | Not Applicable | Provincial / Canada Tax PST, GST, HST
W_A_176
W_A_177 | 1679982.5853
W_A_178
W_A_179 | 16086760.6254
W_A_180 | 8500359.024
W_A_181 | 3444192.4953
W_A_182 | 13354673.115
W_A_183
W_A_184 | 20023321.8644
W_A_185 | 5148344.7668
W_A_186 | 1936820.3685
W_A_187 | 7907426.8307
W_A_188 | 19065524.3703
W_A_189 | 37544258.3627
W_A_190 | 40736173.0563
W_A_191 | 6143222.5097
W_A_192 | 11047614.2109
W_A_193 | 18950596.3835
W_A_194 | 1765748.7657
W_A_195 | 435926.7597
W_A_196 | 280722.376
W_A_197 | 4816973.4811
W_A_198 | 0
W_A_199 | 0
W_A_200 | 0
W_A_201 | 0
W_A_202
W_A_203 | 0
W_A_204 | 0
W_A_205 | 0
W_A_206 | 0
W_A_207
W_A_208 | 2763798.0245
W_A_209 | 32214451.0712
W_A_210 | 0
W_A_211 | 0
W_A_212 | 23959233.7986
W_A_213 | 0
W_A_214 | 0
W_A_215
W_A_216 | 277806124.8456
W_A_217 | 0
W_A_218 | 929.3661
W_A_219
W_A_220 | 198690000
W_A_221 | 22940000
W_A_222 | 32210000
W_A_223 | 23960000
W_A_224
W_A_225 | 277800000
W_A_226
W_A_227 | 0
W_A_228 | 0
W_A_229 | 0
W_A_230 | 0
W_A_231 | 0
W_A_232 | 0
W_A_233
W_A_234 | 277800000
W_A_235 | -10000
W_A_236 | 0
W_A_237 | 253840000
W_A_238 | 23960000
W_A_239 | 0
W_A_240 | 277800000
W_A_241 | -10000
W_A_242
W_A_243
W_A_244 | 192731419.9243
W_A_245 | 7101337.3617
W_A_246 | 0
W_A_247 | 0
W_A_248 | 1765748.7657
W_A_249
W_A_250 | -1.397e-09
W_A_251
W_A_252 | Ok
W_A_253
W_A_254
W_A_255 | 181
W_A_256 | 126
W_A_257 | 219
W_A_258 | 63
W_A_259 | 37
W_A_260 | 16
W_A_261 | 77
W_A_262 | 23
W_A_263 | 0
W_A_264 | 0
W_A_265 | 108
W_A_266 | 80
W_A_267 | 930
W_A_268 | Ok
W_A_269 | 0
W_A_270 | 0
W_A_271 | 0
W_A_272 | 0
W_A_273 | 0.63387
W_A_274
W_A_275 | 2622600
W_A_276 | 0
W_A_277 | 0
W_A_278 | 7647000
W_A_279
W_A_280
W_A_281
W_A_282 | 14970578.1677
W_A_283 | -5907297.2189
W_A_284 | 10176591.1057
W_A_285
W_A_286
W_A_287
W_A_288
W_A_289
W_A_290
W_A_291 | 11501661.6394
W_A_292 | 18932372.7041
W_A_293
W_A_294 | 0
W_A_295 | 406595.5471
W_A_296 | 331027.6247
W_A_297 | 0
W_A_298 | 0
W_A_299
W_A_300
W_A_301 | 3275739.9438
W_A_302 | 0
W_A_303 | 2667172.1667
W_A_304 | 1936820.3685
W_A_305 | 0
W_A_306 | 1095625.0909
W_A_307 | 104006.1034
W_A_308 | 5148344.7668
W_A_309 | 0
W_A_310 | 3592751.6033
W_A_311 | 6650219.4451
W_A_312 | 0
W_A_313 | 7785166.1265
W_A_314 | 1048776.889
W_A_315
W_A_316 | 4153940.1442
W_A_317 | 12748785.9976
W_A_318 | 4270594.297
W_A_319 | 4770846.573
W_A_320 | 32773411.7897
W_A_321 | 6316738.3727
W_A_322 | 20408712.4759
W_A_323
W_A_324 | 0
W_A_325 | 0
W_A_326 | 0
W_A_327 | 52480.4833
W_A_328 | 0
W_A_329 | 124386.1378
W_A_330 | 0
W_A_331 | 544568.75
W_A_332 | 2482397.9015
W_A_333 | 1039312.3144
W_A_334 | 444000
W_A_335
W_A_336
W_A_337 | 1679982.5853
W_A_338 | 13354673.115
W_A_339 | 16704264.5102
W_A_340 | 3414192.4953
W_A_341 | 19755239.546
W_A_342 | 6120742.0263
W_A_343 | 4507661.1667
W_A_344
W_A_345 | 2033798.0245
W_A_346 | 0
W_A_347 | 0
W_A_348 | 0
W_A_349 | 32214451.0712
W_A_350 | 0
W_A_351 | 0
W_A_352 | 23414665.0486
W_A_353
W_A_354 | 277806124.8456
W_A_355 | 0
W_A_356
W_A_357
W_A_358 | 0
W_A_359 | 0
W_A_360 | 0
W_A_361
W_A_362 | 101.8133
W_A_363 | 96.661
W_A_364 | 285.8391
W_A_365 | 17.2232
W_A_366 | 15.6803
W_A_367 | 124.4042
W_A_368 | 101.6447
W_A_369 | 107.7695
W_A_370 | 78.3309
W_A_371 | 0
W_A_372 | 0
W_A_373 | 0
W_A_374 | 929.3661
W_A_375
W_A_376
W_A_377 | 5252350.8702
W_A_378
W_A_379 | 113.5159
W_A_380 | 86.7756
W_A_381
W_A_382
W_A_383
W_A_384 | 0
W_A_385 | 0
W_A_386 | 0
W_A_387
W_A_388 | 0
W_A_389 | 0
W_A_390 | 0
W_A_391
W_A_392
W_A_393
W_A_394
W_A_395
W_A_396
W_A_397
W_A_398
W_A_399
W_A_400
W_A_401
W_A_402
Note on B33: Jafe: You can overide the number of WTG erection Cranes Sets wih a hard entered number
Note on B68: Jafe: You can overwrite this formula with (the modified Cement Ratio)
Note on B77: Jafe: Default is 28.2MW
Note on B93: Jafe: You can overwrite this formula with (Yes / No)
Note on B94: Jafe: You can overwrite this formula with (Yes / No)
Note on B105: Jafe: You can overwrite this formula with (Yes / No)
Note on B106: Jafe: You can overwrite this formula with (Yes / No)
Note on B107: Jafe: You can overwrite this formula with (Yes / No)
Note on B108: Jafe: You can overwrite this formula with (Low / Moderate / High / Very High / Extm High)
Note on B109: Jafe: You can overwrite this formula with (Poor / Normal)
Note on B110: Jafe: If RHO Value is known, You can overwrite this formula with (RHO Known). If RHO Value is not known, you can overwrite this formula with (Vry Poor / Poor / Mod Poor / Mod Good / Vry Good)
Note on B111: Jafe: If RHO Value is known, You can overwrite this formula with actual RHO value (typically between 100 and 300).
Note on B112: Jafe: If MW per circuit known, You can overwrite this formula with actual MW per homerun value (typically between 20 and 30 MW). For IA MW/HR < 25MW based on Iowa Utilities Board generating certificate requirements
Note on B118: JAFE: Not MVA rating constrained
Note on B119: JAFE: Not MVA rating constrained

## Model
W_M_0
UNIFIER CBS CODES & CATEGORIES | [5 empty] | W_A_5 | ASSUMP_UID_COLUMNS |  |  |  | W_M_1 | [11 empty] | WA Odie 298.92MW 2028PPA
[6 empty] | W_A_31 |  |  |  | W_A_5 | W_M_2 | [11 empty] | GE-2.82-127-89 |  | AC | < --Column |  | WA Odie 298.92MW 2028PPA
[6 empty] | W_A_39 |  |  | W_A_33 | W_A_3 | W_M_3 | [11 empty] | GE-2.82-127-89 |  | WTG's | GE |  | Release
[9 empty] | W_A_34 |  | W_M_4 | [11 empty] | Blade Type |  | Mwe Normal | 2.82 |  | T-Line
[6 empty] | W_A_36 |  |  | W_A_47 | W_A_120 | W_M_5 | [11 empty] | Mono |  | # of WTG's | 106 |  | 15
[9 empty] | W_A_57 |  | W_M_6 | [13 empty] | WTG Spacing, Roads Ft | 2118 |  | Miles
[9 empty] | W_A_55 |  | W_M_7 | [13 empty] | Terrian Factor | 1 |  | Gravel Pit
[9 empty] | W_A_58 | W_A_63 | W_M_8 | [13 empty] | Access Road, Ft | 0 |  | No
[9 empty] | W_A_59 | W_A_69 | W_M_9 | [13 empty] | Restore Roads ? | Yes |  | No
| C | C | C | S |  |  |  |  | W_A_67 |  | W_M_10 | S | S | L | [10 empty] | WTG Spacing, Collection Ft | 2469 |  | Eng Fill
| B | B | B | O |  |  |  |  | W_A_68 | W_A_60 | W_M_11 | U | U | B | [10 empty] | Collection $$HR, Ft | 20961 |  | Farm Land
| S | S | S | V |  |  |  |  | W_A_35 | W_A_37 | W_M_12 | B | M | R | [10 empty] | Rotor Dia/TWR Heigth | 127 |  | 89
[6 empty] | W_A_15 |  |  | W_A_71 | W_A_38 | W_M_13 | J | M | [9 empty] | 298.92 |  | Homeruns | 14 |  | Mono
| S | S | S | C |  | W_A_155 |  |  | W_A_70 | W_A_4 | W_M_14 | E | A | C | [8 empty] | Takeoffs | Basis of Data: | LV Brkr | 3 |  | 2024-01-30
| E | E | E | A |  |  |  |  | W_A_23 | W_A_11 | W_M_15 | C | R | O | [9 empty] | Estimate Type: | Site | 2028-04-26 |  | OOM
| G | G | G | T |  |  |  |  | W_A_24 |  | W_M_16 | T | Y | D | [9 empty] | Estimate Version: | WTG | 2028-07-19 |  | Crow Fly (Ft.)
| M | M | M | E |  |  |  |  | W_A_25 | W_A_52 | W_M_17 |  |  | E |  |  | Cell to Copy for Scaling |  |  |  |  | C | COD | Revision Number: | BFeed | 2028-08-09 |  | 3361
| E | E | E | G |  |  |  |  | W_A_26 | W_A_141 | W_M_18 | C | C |  |  |  | 0 |  |  |  |  | or | 2028 | Site Craft Labor Basis: | COD | 2028-12-01 |  | Union
| N | N | N | O |  |  |  |  | W_A_13 | W_A_140 | W_M_19 | O | O | C |  |  |  | Proj. Loc. (State): |  |  |  | US |  | State/Terrain | Contractor | WA |  | Q3 2023 Model
| T | T | T | R |  |  |  |  | W_A_81 | W_A_51 | W_M_20 | D | D | H |  |  | This Estimated is in | US Dollars Base | At an exchange rate of |  |  |  | Manual | USA | Soils | 4 - Hard Clays/Sands, Glacial till |  | Steep Hills
| 1 | 2 | 3 | Y |  |  | W_A_106 | W_A_142 | W_A_82 |  | W_M_21 | E | E | K | [8 empty] | QTY's | 500 | 1.2543 | 3 - Dense Sands/Clays, Weathered Shales |  | TOTAL
| = | = | = | [7 empty] | W_M_22 | = | = | = | = |  | SOW ITEM DESCRIPTION | [5 empty] | NEER | UoM |  | UNIT RATES |  | EST. $'S
W_M_23
W_M_24
W_M_25
W_M_26
W_M_27
W_M_28
W_M_29
W_M_30
W_M_31
W_M_32
W_M_33
W_M_34
W_M_35
| Header |  | 1 | [7 empty] | W_M_36 |  |  |  | 1 |  | ENGINEERING
[11 empty] | W_M_37 |  |  | - | 38 |  | - | - | - | - | - |  | - | - |  |  |  | -
| Header |  | 1.1 | [7 empty] | W_M_38 | Eng | 1 | 1 | 1.1 |  | CIVIL ENGINEERING:
502-01-01.1001 | 502- | 01- | 01.1001 | Engineering | [6 empty] | W_M_39 | Eng | 1 | 1 | 01.1001 |  | GeoTech Testing |  | incl. foundations, SS, collection, TL |  |  | C | 1 | Lot |  | 638454.9164 |  | 638454.9164
502-01-01.1002 | 502- | 01- | 01.1002 | Engineering | [6 empty] | W_M_40 | Eng | 1 | 1 | 01.1002 |  | Vertical Seismic Profiling Test |  | (# Loc., All in CA) |  |  | US | 0 | Ea. |  | 2530 |  | 0
502-01-01.1003 | 502- | 01- | 01.1003 | Engineering | [6 empty] | W_M_41 | Eng | 1 | 1 | 01.1003 |  | Development of NEE's SPCC Package |  |  |  |  | US | 1 | Lot |  | 23000 |  | 23000
502-01-01.1004 | 502- | 01- | 01.1004 | Engineering | [6 empty] | W_M_42 | Eng | 1 | 1 | 01.1004 |  | Development of NEE's SWPPP Package |  |  |  |  | US | 1 | Lot |  | 15000 |  | 15000
502-01-01.1005 | 502- | 01- | 01.1005 | Engineering | [6 empty] | W_M_43 | Eng | 1 | 1 | 01.1005 |  | NEE Wind Farm Roads: Preliminary Design & Layout. |  |  |  |  | US | 1 | Lot |  | 262984.7848 |  | 262984.7848
502-01-01.1006 | 502- | 01- | 01.1006 | Engineering | [6 empty] | W_M_44 | Eng | 1 | 1 | 01.1006 |  | NEE Final Road - As Builts |  |  |  |  | US | 0 | Lot |  | 49041.1296 |  | 0
502-01-01.1007 | 502- | 01- | 01.1007 | Engineering | [6 empty] | W_M_45 | Eng | 1 | 1 | 01.1007 |  | Preliminary Mapping & Locating of Underground Lines/Utilities |  |  |  |  | US | 0 | Lot |  | 85064.0684 |  | 0
| Header |  | 1.2 | [7 empty] | W_M_46 | Eng | 1 | 1 | 1.2 |  | ELECTRICAL ENGR.: |  |  |  |  | US
502-02-01.2001 | 502- | 02- | 01.2001 | Engineering | [6 empty] | W_M_47 | Eng | 1 | 1 | 01.2001 |  | Collection System: Detailed Electrical Design & Layout |  |  |  |  | US | 1 | Lot |  | 263042.8842 |  | 263042.8842
502-02-01.2002 | 502- | 02- | 01.2002 | Engineering | [6 empty] | W_M_48 | Eng | 1 | 1 | 01.2002 |  | Collection System: Sub-surface Soil Investigation. |  |  |  |  | US | 0 | Lot |  | 35000 |  | 0
| Header |  | 1.3 | [7 empty] | W_M_49 | Eng | 1 | 1 | 1.3 |  | SUBSTATION ENGR.: |  |  |  |  | US
502-03-01.3001 | 502- | 03- | 01.3001 | Engineering | [6 empty] | W_M_50 | Eng | 1 | 1 | 01.3001 |  | Substation: Detailed Design & Layout |  |  |  |  | US | 1 | Ea. |  | 325000 |  | 325000
502-03-01.3002 | 502- | 03- | 01.3002 | Engineering | [6 empty] | W_M_51 | Eng | 1 | 1 | 01.3002 |  | Substation: Sub-surface Soil Investigation: |  | included above |  |  | US | 0 | Lot |  | 35000 |  | 0
502-03-01.3003 | 502- | 03- | 01.3003 | Engineering | [6 empty] | W_M_52 | Eng | 1 | 1 | 01.3003 |  | Harmonic Filter Implementation: Study and Engineering |  |  |  |  | US | 0 | Lot |  | 84000 |  | 0
502-03-01.3004 | 502- | 03- | 01.3004 | Engineering |  | W_A_114 |  |  |  |  | W_M_53 | Eng | 1 | 1 | 01.3004 |  | Inductive & Reactive VAR Implementation: Study & Engr. |  |  |  |  | US | 1 | Lot |  | 20000 |  | 20000
| Header |  | 1.4 | [7 empty] | W_M_54 | Tline | 1.4 | 1 | 1.4 |  | MAIN T-LINE ENGR.: |  |  |  |  | US
502-04-01.4001 | 502- | 04- | 01.4001 | Engineering | [6 empty] | W_M_55 | Tline | 1.4 | 1 | 01.4001 |  | T-Line: Engineering and Design |  |  |  |  | US
502-04-01.4002 | 502- | 04- | 01.4002 | Engineering | [6 empty] | W_M_56 | Tline | 1.4 | 1 | 01.4002 |  | T-Line: Review of Transmission & Tech Support |  |  |  |  | US
502-04-01.4003 | 502- | 04- | 01.4003 | Engineering | [6 empty] | W_M_57 | Tline | 1.4 | 1 | 01.4003 |  | T-Line: Construction Surveying, Staking and Layout |  |  |  |  | US
502-04-01.4004 | 502- | 04- | 01.4004 | Engineering | [6 empty] | W_M_58 | Tline | 1.4 | 1 | 01.4004 |  | T-Line: Route Geotech. Info |  | included above |  |  | US
| Header |  | 1.5 | [7 empty] | W_M_59 | Eng | 1 | 1 | 1.5 |  | OTHER ENGR.: |  |  |  |  | US
502-05-01.5001 | 502- | 05- | 01.5001 | Engineering | [6 empty] | W_M_60 | Eng | 1 | 1 | 01.5001 |  | Power Performance Testing |  |  |  |  | US | 0 | Ea. |  | 60000 |  | 0
502-05-01.5002 | 502- | 05- | 01.5002 | Engineering | [6 empty] | W_M_61 | Eng | 1 | 1 | 01.5002 |  | Miscellaneous, Incidentals & Consumables |  |  |  |  | US | 1 | Lot |  | 50000 |  | 50000
502-05-01.5003 | 502- | 05- | 01.5003 | Engineering | [6 empty] | W_M_62 | Eng | 1 | 1 | 01.5003 |  | Aerial / Satellite Imagery |  |  |  |  | US | 1 | Lot |  | 82500 |  | 82500
502-05-01.5004 | 502- | 05- | 01.5004 | Engineering | [6 empty] | W_M_63 | Eng | 1 | 1 | 01.5004 |  | CBO |  |  |  |  | US | 0 | Lot |  | 250000 |  | 0
502-05-01.5005 | 502- | 05- | 01.5005 | Engineering | [6 empty] | W_M_64 | Eng | 1 | 1 | 01.5005 |  | Contractor Permitting |  |  |  |  | US | 0 | Lot |  | 25000 |  | 0
502-05-01.5006 | 502- | 05- | 01.5006 | Engineering | [6 empty] | W_M_65 | Eng | 1 | 1 | 01.5006 |  | Preliminary WTG Foundation Design |  |  |  |  | US | 0 | Lot |  | 53000 |  | 0
502-06-01.5007 | 502- | 06- | 01.5007 | Engineering | [6 empty] | W_M_66 | Eng | 1 | 1 | 01.5007 |  | Switchyard Engineering |  |  |  |  | US | 0 | Lot |  | 200000 |  | 0
[11 empty] | W_M_67 |  |  | - | 68 |  | - | - | - | - | - |  | - | - |  | - |  | -
[11 empty] | W_M_68 |  |  |  | 69 | [12 empty] | 1679982.5853
[11 empty] | W_M_69 |  |  |  | 70
| Header |  | 2.0 | [7 empty] | W_M_70 |  |  |  | 2.0 |  | CIVIL "ROAD" WORK CONSTRUCTION
[11 empty] | W_M_71 |  |  | - | 72 |  | - | - | - | - | - |  | - | - |  | - |  | -
| Header |  | 2.1 | [7 empty] | W_M_72 |  |  |  | 2.1 |  | MOB/DEMOB: FOR ROAD CONSTRUCTION
312-01-02.1001 | 312- | 01- | 02.1001 | Civil Roads | [6 empty] | W_M_73 | Roads | 2 | 2 | 02.1001 |  | MOB/DEMOB: FOR ROAD CONSTRUCTION |  |  |  |  | C | 1 | Lot |  | 3296437.5386 |  | 3296437.5386
| Header |  | 2.2 | [7 empty] | W_M_74 |  |  |  | 2.2 |  | NEW ROAD - DESIGN / ENGR. |  |  |  |  | C
312-01-02.2001 | 312- | 01- | 02.2001 | Civil Roads | [6 empty] | W_M_75 | Roads | 2 | 2 | 02.2001 |  | Contractor's Road Design & Enginerring |  |  |  |  | C | 1 | Lot |  | 868473.8222 |  | 868473.8222
312-01-02.2002 | 312- | 01- | 02.2002 | Civil Roads | [6 empty] | W_M_76 | Roads | 2 | 2 | 02.2002 |  | Contractor Final Road - As Builts |  |  |  |  | C | 1 | Lot |  | 49041.1296 |  | 49041.1296
| Header |  | 2.3 |  |  |  | W_A_61 |  |  |  | W_M_77 | Roads | 2 | 2 | 2.3 |  | NEW ROAD - CONSTRUCTION |  |  | WTG Spacing |  | C | 2118 | Yes | 16 | 40
[6 empty] | W_A_61 |  |  |  |  | W_M_78 |  |  |  | 79 |  | Service Roads |  | Shoulders | Road Type |  | C |  |  | Base+Cap
312-01-02.3101 | 312- | 01- | 02.3101 | Civil Roads | [6 empty] | W_M_79 | Roads | 2 | 2 | 02.3101 |  | Service Rds - BUILD NEW |  |  |  |  | C | 3592128 | Sf. | 4.5 | 1.5367 |  | 5519856.7008
[11 empty] | W_M_80 |  |  |  | 81 |  | Historical Gravel inches |  |  |  |  | C
312-01-02.3201 | 312- | 01- | 02.3201 | Civil Roads | [6 empty] | W_M_81 | Roads | 2 | 2 | 02.3201 |  | Service Rds - RESTORE/RECLAIM |  | 16 Ft | Final Width (ft.) |  | C | 3592128 | Sf. |  | 0.16212 |  | 582353.7678
[11 empty] | W_M_82 |  |  |  | 83 |  | Access Roads |  | Default Width | Road Type |  | C |  |  | Base+Cap
312-01-02.3301 | 312- | 01- | 02.3301 | Civil Roads | [6 empty] | W_M_83 | Access | 2 | 2 | 02.3301 |  | Access Rds - BUILD NEW |  | 24 Ft | Cross Sect 1 |  | C | 0 | Sf. | 6 | 1.7268 |  | 0
[11 empty] | W_M_84 |  |  |  | 85 |  | Historical Gravel inches | Historical Gravel inches |  |  |  | C
312-01-02.3401 | 312- | 01- | 02.3401 | Civil Roads | [6 empty] | W_M_85 | Access | 2 | 2 | 02.3401 |  | Access Rds - RESTORE/RECLAIM |  |  |  |  | C | 320770 | Sf. |  | 0.32424 |  | 104006.1034
312-01-02.3501 | 312- | 01- | 02.3501 | Civil Roads | [6 empty] | W_M_86 | Access | 2 | 2 | 02.3501 |  | Access Rds - UPGRADE |  | 24 Ft |  |  | C | 0 | Lf. |  | 10.6999 |  | 0
312-01-02.3601 | 312- | 01- | 02.3601 | Civil Roads | [6 empty] | W_M_87 | Roads | 2 | 2 | 02.3601 |  | Roads - MAINTAIN (Gen. Rd Upkeep, Cleanup & Repair.) |  |  |  |  | C | 7.1866 | Mo. |  | 133748.5352 |  | 961193.4704
| Header |  | 2.4 |  |  |  |  | W_A_84 |  |  | W_M_88 | Roads | 2 | 2 | 2.4 |  | NEW ROAD - MATERIAL & ADDERS |  |  |  | Geo Fabric Req'd? | C |  |  | No
312-01-02.4001 | 312- | 01- | 02.4001 | Civil Roads | [6 empty] | W_M_89 | SoilsR | 2 | 2 | 02.4001 |  | Geo-Textile Fabric |  |  |  | % of New Road Needing Fabric: | C | 0 | Sy. | 0% | 2.675 |  | 0
312-01-02.4002 | 312- | 01- | 02.4002 | Civil Roads |  | W_A_62 |  |  |  |  | W_M_90 | SoilsR | 2 | 2 | 02.4002 |  | Soil Stabilization of Road Subgrade |  |  |  | % of New Rd. Needing Stabilization: | C | 399125.3333 | Sy. | 100% | 10.6999 |  | 4270594.297
[11 empty] | W_M_91 | SoilsR | 2 | 2 | 92 | [5 empty] | % of Cement Ratio | C |  | Cement Ratio | 6%
312-01-02.4004 | 312- | 01- | 02.4004 | Civil Roads |  |  |  | W_A_85 |  |  | W_M_92 | Blast | 2 | 2 | 02.4004 |  | Road Blasting |  |  |  | % of New Road to be Blasted in: | C | 0 | Cy. | 0% | 17.8331 |  | 0
[11 empty] | W_M_93 | Blast | 2 | 2 | 94 | [5 empty] | Avg Depth of Blasting | C | 2 | Ft Avg Deep
312-01-02.4006 | 312- | 01- | 02.4006 | Civil Roads | [6 empty] | W_M_94 | Earth | 2 | 2 | 02.4006 |  | Road Testing |  |  |  | Compaction Testing Req'd? | C | 0 | Ea. | No | 936.2397 |  | 0
312-01-02.4007 | 312- | 01- | 02.4007 | Civil Roads | [6 empty] | W_M_95 | Earth | 2 | 2 | 02.4007 |  | Road Cut, Fill, Grading. |  |  |  | % of New Road needing Cut / Fill: | C | 374180 | Cy. | 25% | 8.7544 |  | 3275739.9438
[11 empty] | W_M_96 | SoilsR | 2 | 2 | 97 | [5 empty] | Avg Depth of Cut / Fill: | C | 4.5 | Ft Avg Deep
| Header |  | 2.5 |  |  |  |  | W_A_64 |  |  | W_M_97 | OffsiteRoads | 2.5 | 2 | 2.5 |  | PUBLIC ROAD DETAILS |  |  |  |  | C | Dist to Gravel Pit: |  | 10 | Miles
312-01-02.5001 | 312- | 01- | 02.5001 | Public Roads | [6 empty] | W_M_98 | OffsiteRoads | 2.5 | 2 | 02.5001 |  | Public roads – maintenance/cleanup |  |  |  |  | C | 7.1866 | Mo. |  | 17833.138 |  | 128159.1294
312-01-02.5002 | 312- | 01- | 02.5002 | Public Roads | [6 empty] | W_M_99 | OffsiteRoads | 2.5 | 2 | 02.5002 |  | Public Roads Repairs - Asphalt: |  |  | Road Width (ft): | 24 | C | 6346 | Cy. | Minor | 213.9977 |  | 1358029.1275
312-01-02.5003 | 312- | 01- | 02.5003 | Public Roads | [6 empty] | W_M_100 | OffsiteRoads | 2.5 | 2 | 02.5003 |  | Public Roads Repairs - Chip Seal: |  |  | Road Width (ft): | 24 | C | 0 | Sf. | Minor | 0.35666 |  | 0
312-01-02.5004 | 312- | 01- | 02.5004 | Public Roads | [6 empty] | W_M_101 | OffsiteRoads | 2.5 | 2 | 02.5004 |  | Public Roads Repairs - Gravel: |  |  | Road Width (ft): | 24 | C | 34392 | Cy. | # in. depth | 66.9813 |  | 2303619.7158
312-01-02.5005 | 312- | 01- | 02.5005 | Public Roads | [6 empty] | W_M_102 | OffsiteRoads | 2.5 | 2 | 02.5005 |  | Public Roads Repairs - Dirt/Caliche: |  |  | Road Width (ft): | 24 | C | 0 | Cy. | # in. depth | 35.6663 |  | 0
312-01-02.5006 | 312- | 01- | 02.5006 | Public Roads | [6 empty] | W_M_103 | OffsiteRoads | 2.5 | 2 | 02.5006 |  | Turning Radii, Public Haul Roads |  |  |  |  | C | 25 | Ea. |  | 23501.4991 |  | 587537.4778
312-01-02.5007 | 312- | 01- | 02.5007 | Public Roads | [6 empty] | W_M_104 | OffsiteRoads | 2.5 | 2 | 02.5007 |  | Road Culverts at Haul Route (30" Dia & Smaller) |  |  |  |  | C | 1250 | Lf. |  | 110.5655 |  | 138206.8198
312-01-02.5008 | 312- | 01- | 02.5008 | Public Roads | [6 empty] | W_M_105 | OffsiteRoads | 2.5 | 2 | 02.5008 |  | Road Culverts at Haul Route (36" Dia. & Larger) |  |  |  |  | C | 1250 | Lf. |  | 285.3302 |  | 356662.7607
312-01-02.5009 | 312- | 01- | 02.5009 | Public Roads | [6 empty] | W_M_106 | OffsiteRoads | 2.5 | 2 | 02.5009 |  | Remove Road Turns Off Site Haul Road: |  |  |  |  | C | 25 | Ea. |  | 6096.4936 |  | 152412.3408
312-01-02.5010 | 312- | 01- | 02.5010 | Public Roads | [6 empty] | W_M_107 | OffsiteRoads | 2.5 | 2 | 02.5010 |  | Remove Road Culverts at Haul Route |  |  |  |  | C | 2500 | Lf. |  | 49.487 |  | 123717.3951
| Header |  | 2.6 | [7 empty] | W_M_108 | Turns | 2 | 2 | 2.6 |  | ROAD ACCESS, APPROCHES, T/A, Etc. |  |  |  | Road Turn Radius: | C |  |  | Radius Ft
312-01-02.6001 | 312- | 01- | 02.6001 | Civil Roads | [6 empty] | W_M_109 | Turns | 2 | 2 | 02.6001 |  | Main Site Access: "Major Approach" Entering From Major State Road. |  |  |  |  | C | 4 | Ea. | 190 | 58024.5947 |  | 232098.3787
312-01-02.6002 | 312- | 01- | 02.6002 | Civil Roads | [6 empty] | W_M_110 | Turns | 2 | 2 | 02.6002 |  | Road approaches – Entrances and Radii from Public roads |  |  |  |  | C | 32 | Ea. |  | 20888.7161 |  | 668438.916
312-01-02.6003 | 312- | 01- | 02.6003 | Civil Roads | [6 empty] | W_M_111 | Turns | 2 | 2 | 02.6003 |  | Road Turnarounds (aka Cul-de-Sacs) (T): |  |  |  |  | C | 0 | Ea. | 10% | 2333.57 |  | 0
312-01-02.6004 | 312- | 01- | 02.6004 | Civil Roads | [6 empty] | W_M_112 | Turns | 2 | 2 | 02.6004 |  | Road Pull-Outs: |  |  |  |  | C | 0 | Ea. | of Circle | 11665.0339 |  | 0
312-01-02.6005 | 312- | 01- | 02.6005 | Civil Roads | [6 empty] | W_M_113 | Turns | 2 | 2 | 02.6005 |  | Flip Haul Trailers "Option" |  |  |  |  | C | 0 | Ea. |  | 8559.9063 |  | 0
312-01-02.6006 | 312- | 01- | 02.6006 | Civil Roads | [6 empty] | W_M_114 | Turns | 2 | 2 | 02.6006 |  | Remove Road Approaches: |  |  |  |  | C | 32 | Ea. |  | 6096.4936 |  | 195087.7963
312-01-02.6007 | 312- | 01- | 02.6007 | Civil Roads | [6 empty] | W_M_115 | Turns | 2 | 2 | 02.6007 |  | Remove Road Turnarounds: |  |  |  |  | C | 0 | Ea. |  | 619.3263 |  | 0
312-01-02.6008 | 312- | 01- | 02.6008 | Civil Roads | [6 empty] | W_M_116 | Turns | 2 | 2 | 02.6008 |  | Remove Road Pull-Outs: |  |  |  |  | C | 0 | Ea. |  | 3404.5082 |  | 0
| Header |  | 2.7 | [7 empty] | W_M_117 | Dust | 2.7 | 2 | 2.7 |  | GENERAL ROAD MISC. |  |  |  |  | C |  |  | State Factor
312-01-02.7001 | 312- | 01- | 02.7001 | Civil Roads | [6 empty] | W_M_118 | Dust | 2.7 | 2 | 02.7001 |  | General Dust Abatement |  |  |  |  | C | 1 | Lot | 2 | 1936820.3685 |  | 1936820.3685
[11 empty] | W_M_119 |  |  | - | 120 |  | - | - | - | - | - |  | - | - | 100% | - |  | -
[11 empty] | W_M_120 |  |  |  | 121 | [12 empty] | 27108486.9996
[11 empty] | W_M_121 |  |  |  | 122
| Header |  | 3.0 | [7 empty] | W_M_122 |  |  |  | 3.0 |  | CIVIL "OTHER" WORK CONSTRUCTION
[11 empty] | W_M_123 |  |  | - | 124 |  | - | - | - | - | - |  | - | - |  | - |  | -
| Header |  | 3.1 | [7 empty] | W_M_124 | Roads | 3 | 3 | 3.1 |  | SITE CIVIL WORK (Surveying, Staking, Signs, Etc.)
312-02-03.1001 | 312- | 02- | 03.1001 | Civil Other | [6 empty] | W_M_125 | Roads | 3 | 3 | 03.1001 |  | Roads: Temporary Signs |  |  |  |  | C | 1 | Lot |  | 16905.8149 |  | 16905.8149
312-02-03.1002 | 312- | 02- | 03.1002 | [7 empty] | W_M_126 | Roads | 3 | 3 | 03.1002 |  | Roads: Permanent Signs |  |  |  |  | C | 1 | Lot |  | 27819.6953 |  | 27819.6953
312-02-03.1003 | 312- | 02- | 03.1003 | [7 empty] | W_M_127 | Roads | 3 | 3 | 03.1003 |  | Staking & Flagging |  |  |  |  | C | 1 | Lot |  | 94515.6316 |  | 94515.6316
312-02-03.1004 | 312- | 02- | 03.1004 | [7 empty] | W_M_128 | Roads | 3 | 3 | 03.1004 |  | Mapping & Locating of Underground Lines/Utilities |  |  |  |  | C | 1 | Lot |  | 85064.0684 |  | 85064.0684
| Header |  | 3.2 | [7 empty] | W_M_129 | SoilsCP | 3.2 | 3 | 3.2 |  | CRANE "HARD STANDINGS" |  |  |  |  | C |  |  | Ac
312-02-03.2001 | 312- | 02- | 03.2001 | [7 empty] | W_M_130 | SoilsCP | 3.2 | 3 | 03.2001 |  | WTG Area: Clear, Grub, Prep. & Grade |  |  |  | Acres per WTG Area: | C | 106 | Ea. | 1.5651 | 25817.685 |  | 2736674.6112
312-02-03.2002 | 312- | 02- | 03.2002 | [7 empty] | W_M_131 | SoilsCP | 3.2 | 3 | 03.2002 |  | WTG Area: Blasting |  |  |  |  | C | 267671.25 | Cy. | 5 | 13.3749 |  | 3580063.7615
312-02-03.2003 | 312- | 02- | 03.2003 | [7 empty] | W_M_132 | Pads | 3.2 | 3 | 03.2003 |  | WTG Area: Cut, Fill, Grading | [5 empty] | 1338356 | Cy. | 12626 | 8.7544 |  | 11716570.1218
312-02-03.2004 | 312- | 02- | 03.2004 | [7 empty] | W_M_133 | Pads | 3.2 | 3 | 03.2004 |  | Crane "Hard Standing" Pads |  | Base Assum. |  | Inches of Base: | C | 106 | Ea. | 0 | 3776.4653 |  | 400305.3258
[11 empty] | W_M_134 | Pads | 3.2 | 3 | 135 |  |  | (Achieved W/Compacted Soil) | (40' w x Length) |  | 80 Ft Length of Crane Pad: | C |  |  | 40 |  | Add lgth above 80Ft
312-02-03.2006 | 312- | 02- | 03.2006 | [7 empty] | W_M_135 | Pads | 3.2 | 3 | 03.2006 |  | Restore / Reclaim "Hard Standing" Area |  |  |  |  | C | 106 | Ea. |  | 5961.4203 |  | 631910.55
312-02-03.2007 | 312- | 02- | 03.2007 | [7 empty] | W_M_136 | Pads | 3.2 | 3 | 03.2007 |  | Crane Pads - Movable Dunnage |  |  |  |  | C | 0 | Lot |  | 842982.6667 |  | 0
| Header |  | 3.3 | [7 empty] | W_M_137 | Civil | 3 | 3 | 3.3 |  | PROJECT FENCING/GATES/GUARDS |  |  |  |  | C
312-02-03.3001 | 312- | 02- | 03.3001 | [7 empty] | W_M_138 | Civil | 3 | 3 | 03.3001 |  | Permanent - Barb Wire Fencing |  | (5 strand w/ 10' T-Post spacing) |  |  | C | 5830 | Lf. |  | 18.7248 |  | 109165.5545
312-02-03.3002 | 312- | 02- | 03.3002 | [7 empty] | W_M_139 | Civil | 3 | 3 | 03.3002 |  | Permanent - Chain Link Fencing |  |  |  |  | C | 0 | Lf. |  | 22.2914 |  | 0
312-02-03.3003 | 312- | 02- | 03.3003 | [7 empty] | W_M_140 | Civil | 3 | 3 | 03.3003 |  | Temporary - Fencing | (for Excavation, Repairs, etc.) | Turtle/Lizards/Environmental |  |  | C | 7950 | Lf. |  | 7.1333 |  | 56709.3789
312-02-03.3004 | 312- | 02- | 03.3004 | [7 empty] | W_M_141 | Civil | 3 | 3 | 03.3004 |  | Permanent - Gates |  |  |  |  | C | 23.32 | Ea. |  | 3744.959 |  | 87332.4436
312-02-03.3005 | 312- | 02- | 03.3005 | [7 empty] | W_M_142 | Civil | 3 | 3 | 03.3005 |  | Cattle Guards |  | 16' Opening, PIP Conc |  |  | C | 23.32 | Ea. |  | 6553.6782 |  | 152831.7763
| Header |  | 3.4 | [7 empty] | W_M_143 | Civil | 3 | 3 | 3.4 |  | CROSSINGS |  |  |  |  | C
312-02-03.4101 | 312- | 02- | 03.4101 | [7 empty] | W_M_144 | Pipe | 3 | 3 | 03.4101 |  | Road: Pipeline Crossings |  |  |  |  | C | 0 | Ea. |  | 15158.1673 |  | 0
312-02-03.4102 | 312- | 02- | 03.4102 | [7 empty] | W_M_145 | Wet | 3 | 3 | 03.4102 |  | Road: Through Creek, Rivers or Wetlands |  |  |  |  | C | 11 | Ea. |  | 30093.4204 |  | 331027.6247
312-02-03.4103 | 312- | 02- | 03.4103 | [7 empty] | W_M_146 | Rail | 3 | 3 | 03.4103 |  | Road: Over R.R. Tracks |  |  |  |  | C | 0 | Ea. |  | 50155.7007 |  | 0
312-02-03.4104 | 312- | 02- | 03.4104 | [7 empty] | W_M_147 | Bridge | 3 | 3 | 03.4104 |  | Road: Existing Bridges (Inspection, Reinforcement, Improvement, etc.) |  |  |  |  | C | 0 | Ea. |  | 376279.2125 |  | 0
312-02-03.4105 | 312- | 02- | 03.4105 | [7 empty] | W_M_148 | Culverts | 3 | 3 | 03.4105 |  | Road: New Road Culverts (30" dia. and Smaller) |  |  |  |  | C | 4800 | Lf. |  | 55.2827 |  | 265357.0939
312-02-03.4106 | 312- | 02- | 03.4106 | [7 empty] | W_M_149 | Culverts | 3 | 3 | 03.4106 |  | Road: New Road Culverts (36" dia. and Larger) |  |  |  |  | C | 990 | Lf. |  | 142.6651 |  | 141238.4532
[11 empty] | W_M_150 | Civil | 3 | 3 | 151 |  | Road: Temporary Drop Existing Utility Lines |  |  |  |  | C
312-02-03.4201 | 312- | 02- | 03.4201 | [7 empty] | W_M_151 | Civil | 3 | 3 | 03.4201 |  | Temporary Drop - Single Phase |  |  |  |  | C | 12 | Ea. |  | 6241.5983 |  | 74899.1797
312-02-03.4202 | 312- | 02- | 03.4202 | [7 empty] | W_M_152 | Civil | 3 | 3 | 03.4202 |  | Temporary Drop - Three Phase |  |  |  |  | C | 6 | Ea. |  | 9808.2259 |  | 58849.3555
[11 empty] | W_M_153 | Civil | 3 | 3 | 154 |  | Road: Rework/Relocate/Bury Existing Utility Lines |  |  |  |  | C
312-02-03.4301 | 312- | 02- | 03.4301 | [7 empty] | W_M_154 | Civil | 3 | 3 | 03.4301 |  | Relocate or Bury - Single Phase |  |  |  |  | C | 18 | Ea. |  | 17833.138 |  | 320996.4846
312-02-03.4302 | 312- | 02- | 03.4302 | [7 empty] | W_M_155 | Civil | 3 | 3 | 03.4302 |  | Relocate or Bury - Three Phase |  |  |  |  | C | 0 | Ea. |  | 26749.707 |  | 0
| Header |  | 3.5 | [7 empty] | W_M_156 | Civil | 3 | 3 | 3.5 |  | SITE AREAS (Setup & Restoration) |  |  |  |  | C |  | Gravel Coverage | 90%
[11 empty] | W_M_157 | Civil | 3 | 3 | 158 |  | Clear and Prep Site Areas |  |  |  |  | C |  |  | Gravel Thickness (in.)
312-02-03.5101 | 312- | 02- | 03.5101 | [7 empty] | W_M_158 | Civil | 3 | 3 | 03.5101 |  | Clear/Level/Prep/Setup the areas for: Surfaced Parking/Trailers/Laydown |  |  |  | in. of Gravel | C | 17.84 | Ac. | 4 | 46542.7783 |  | 830323.1646
312-02-03.5102 | 312- | 02- | 03.5102 | [7 empty] | W_M_159 | Civil | 3 | 3 | 03.5102 |  | Clear/Level/Prep/Setup the areas for: Unsurfaced Parking/Trailers/Laydown |  |  |  | in. of Gravel | C | 0 | Ac. | 4 | 14123.8453 |  | 0
[11 empty] | W_M_160 | Civil | 3 | 3 | 161 |  |  |  | No of Batch Plant Locations: |  |  | C |  |  | 1
312-02-03.5103 | 312- | 02- | 03.5103 | [7 empty] | W_M_161 | Civil | 3 | 3 | 03.5103 |  | Clear/Level/Prep/Setup the areas for: Batch Plant(s) Area: |  |  |  | in. of Gravel | C | 4 | Ac. | 4 | 50144.8819 |  | 200579.5278
[11 empty] | W_M_162 | Civil | 3 | 3 | 163 |  | SETUP/PREP THE AREAS FOR: |  |  |  |  | C
312-02-03.5201 | 312- | 02- | 03.5201 | [7 empty] | W_M_163 | Civil | 3 | 3 | 03.5201 |  | Setup/Prep Areas For: Gravel/Caliche Pit: |  | Reopen or Create |  |  | C | 0 | Ac. |  | 11591.5397 |  | 0
[11 empty] | W_M_164 | Civil | 3 | 3 | 165 |  | RECLAIM, RESTORE & REVEGETATION FOR AREAS: |  |  |  |  | C
312-02-03.5301 | 312- | 02- | 03.5301 | [7 empty] | W_M_165 | Civil | 3 | 3 | 03.5301 |  | Reclaim, Restore & Revegetate For: Surfaced Parking/Trailers/Laydown |  |  |  |  | C | 17.84 | Ac. |  | 29465.9113 |  | 525671.8577
312-02-03.5302 | 312- | 02- | 03.5302 | [7 empty] | W_M_166 | Civil | 3 | 3 | 03.5302 |  | Reclaim, Restore & Revegetate For: Unsurfaced Parking/Trailers/Laydown |  |  |  |  | C | 0 | Ac. |  | 5 |  | 0
312-02-03.5303 | 312- | 02- | 03.5303 | [7 empty] | W_M_167 | Civil | 3 | 3 | 03.5303 |  | Reclaim, Restore & Revegetate For: Batch Plant(s): |  |  |  |  | C | 4 | Ac. |  | 14732.9557 |  | 58931.8226
|  |  | 0 | [7 empty] | W_M_168 | Civil | 3 | 3 | 169 |  | CLEANUP & REVEGETATE FOR DISTURBED AREAS: |  |  |  |  | C
312-02-03.5401 | 312- | 02- | 03.5401 | [7 empty] | W_M_169 | Civil | 3 | 3 | 03.5401 |  | Cleanup & Revegetate for disturbed areas: Substation Area: |  |  |  |  | C | 5.7515 | Ac. |  | 1783.3138 |  | 10256.7564
312-02-03.5402 | 312- | 02- | 03.5402 | [7 empty] | W_M_170 | Civil | 3 | 3 | 03.5402 |  | Cleanup & Revegetate for disturbed areas: WTG Locations: |  |  |  |  | C | 230.9992 | Ac. |  | 7133.2552 |  | 1647776.3903
312-02-03.5403 | 312- | 02- | 03.5403 | [7 empty] | W_M_171 | Civil | 3 | 3 | 03.5403 |  | Cleanup & Revegetate for disturbed areas: Gravel/Caliche Pit(s): |  |  |  |  | C | 0 | Ac. |  | 17833.138 |  | 0
| Header |  | 3.6 | [7 empty] | W_M_172 | EC | 3 | 3 | 3.6 |  | EROSION CONTROL ITEMS |  |  |  |  | C
312-02-03.6001 | 312- | 02- | 03.6001 | [7 empty] | W_M_173 | EC | 3 | 3 | 03.6001 |  | SWPPP Package Development by EPC |  | (Storm Water Pollution Prev. Plan) |  |  | C | 0 | Lot |  | 21399.7656 |  | 0
312-02-03.6002 | 312- | 02- | 03.6002 | [7 empty] | W_M_174 | EC | 3 | 3 | 03.6002 |  | Implementation of Owner’s SWPPP package |  |  |  |  | C | 1 | Lot |  | 17833.138 |  | 17833.138
312-02-03.6003 | 312- | 02- | 03.6003 | [7 empty] | W_M_175 | EC | 3 | 3 | 03.6003 |  | Rip Rap for Erosion Control |  |  | Qty per WTG | Qty per Rds. | C | 3197 | Cy. |  | 320.9965 |  | 1026225.7612
312-02-03.6004 | 312- | 02- | 03.6004 | [7 empty] | W_M_176 | EC | 3 | 3 | 03.6004 |  | Furnish & Install Hay or Straw Bales |  |  | 12 | 1 per 100 LF | C | 3517.08 | Ea. |  | 26.7497 |  | 94080.8597
312-02-03.6005 | 312- | 02- | 03.6005 | [7 empty] | W_M_177 | EC | 3 | 3 | 03.6005 |  | Furnish & Install Straw Wattles |  |  | 50 LF | 25% New roads | C | 61427 | Lf. |  | 5.3499 |  | 328630.851
312-02-03.6006 | 312- | 02- | 03.6006 | [7 empty] | W_M_178 | EC | 3 | 3 | 03.6006 |  | Furnish & Install Sediment Traps |  |  |  |  | C | 28.9672 | Ea. |  | 2139.9766 |  | 61989.1291
312-02-03.6007 | 312- | 02- | 03.6007 | [7 empty] | W_M_179 | EC | 3 | 3 | 03.6007 |  | Silt Fencing |  |  | 110 LF | 33% All Roads | C | 85747.64 | Lf. |  | 4.4583 |  | 382287.375
312-02-03.6008 | 312- | 02- | 03.6008 | [7 empty] | W_M_180 | EC | 3 | 3 | 03.6008 |  | Erosion Control Maintenance |  |  |  |  | C | 1 | Lot |  | 756125.0526 |  | 756125.0526
| Header |  | 3.7 | [7 empty] | W_M_181 | Civil | 3 | 3 | 3.7 |  | MISC. CIVIL OTHER |  |  |  |  | C
312-02-03.7001 | 312- | 02- | 03.7001 | [7 empty] | W_M_182 | Civil | 3 | 3 | 03.7001 |  | SPCC Package Development by EPC |  | Spill Prev., Control & Counter.)( |  |  | C | 0 | Lot |  | 21399.7656 |  | 0
312-02-03.7002 | 312- | 02- | 03.7002 | [7 empty] | W_M_183 | Civil | 3 | 3 | 03.7002 |  | SPCC Package Implementation by EPC |  |  |  |  | C | 1 | Lot |  | 8916.569 |  | 8916.569
312-02-03.7003 | 312- | 02- | 03.7003 | [7 empty] | W_M_184 | Civil | 3 | 3 | 03.7003 |  | Repair to Existing Site Terraces |  |  |  |  | C | 12 | Ea. |  | 891.6569 |  | 10699.8828
312-02-03.7004 | 312- | 02- | 03.7004 | [7 empty] | W_M_185 | Civil | 3 | 3 | 03.7004 |  | Repair of Over or Extreme Compaction of Soil |  |  |  |  | C | 0 | Ac. |  | 6241.5983 |  | 0
312-02-03.7005 | 312- | 02- | 03.7005 | [7 empty] | W_M_186 | Civil | 3 | 3 | 03.7005 |  | Crop Damage to Landowners |  |  |  |  | C | 0 | Ac. |  | 891.6569 |  | 0
312-02-03.7006 | 312- | 02- | 03.7006 | [7 empty] | W_M_187 | Timber | 3 | 3 | 03.7006 |  | Timber Removal |  |  |  |  | C | 0 | Ac. | Dense Timber, Clear chip spread | 8993.519 |  | 0
312-02-03.7007 | 312- | 02- | 03.7007 | [7 empty] | W_M_188 | Civil | 3 | 3 | 03.7007 |  | Livestock Management |  |  |  |  | C | 0 | Hr. |  | 178.3314 |  | 0
312-02-03.7008 | 312- | 02- | 03.7008 | [7 empty] | W_M_189 | Winter | 3 | 3 | 03.7008 |  | Snow Removal |  |  |  |  | C | 279 | Hr. |  | 445.8285 |  | 124386.1378
312-02-03.7009 | 312- | 02- | 03.7009 | [7 empty] | W_M_190 | Civil | 3 | 3 | 03.7009 |  | Drain Tile Repair – Civil Construction |  |  |  |  | C | 0 | Lot |  | 0 |  | 0
192 | [10 empty] | W_M_191 |  |  | - | 192 |  | - | - | - | - | - |  | - | - |  | - |  | -
[11 empty] | W_M_192 |  |  |  | 193 | [12 empty] | 26972951.201
[11 empty] | W_M_193 |  |  |  | 194
| Header |  | 4.0 | [7 empty] | W_M_194 |  |  |  | 4.0 |  | WTG FOUNDATION CONSTRUCTION
[11 empty] | W_M_195 |  |  | - | 196 |  | - | - | - | - | - |  | - | - |  | - |  | -
| Header |  | 4.1 | [7 empty] | W_M_196 |  |  |  | 4.1 |  | MOB/DEMOB: FOR FND. CONST.
314-01-04.1001 | 314- | 01- | 04.1001 | [7 empty] | W_M_197 | Foundations | 4 | 4 | 04.1001 |  | Mob/Demob for Foundation Construction |  |  |  |  | C | 1 | Lot |  | 345624.5184 |  | 345624.5184
| Header |  | 4.2 | [7 empty] | W_M_198 | Foundations | 4 | 4 | 4.2 |  | WTG FOUNDATION ENGINEERING |  |  |  |  | C
314-01-04.2001 | 314- | 01- | 04.2001 | [7 empty] | W_M_199 | Foundations | 4 | 4 | 04.2001 |  | WTG Foundation GeoTech Testing |  |  |  |  | C | 0 | Ea. | NEER | 689531.3097 |  | 0
314-01-04.2002 | 314- | 01- | 04.2002 | [7 empty] | W_M_200 | Foundations | 4 | 4 | 04.2002 |  | Seismic Refraction Testing |  |  |  |  | C | 0 | Lot | NEER | 2732.4 |  | 0
314-01-04.2003 | 314- | 01- | 04.2003 | [7 empty] | W_M_201 | Foundations | 4 | 4 | 04.2003 |  | Contractor Foundation Design and QA/QC |  |  |  |  | C | 1 | Lot |  | 344036.8989 |  | 344036.8989
314-01-04.2004 | 314- | 01- | 04.2004 | [7 empty] | W_M_202 | Foundations | 4 | 4 | 04.2004 |  | Engineering Certifications and Compliance |  |  |  |  | C | 1 | Lot |  | 68051.2547 |  | 68051.2547
314-01-04.2005 | 314- | 01- | 04.2005 | [7 empty] | W_M_203 | Foundations | 4 | 4 | 04.2005 |  | Engineering Fee and QA & QC (Tensionless Pier and/or Rock Anchor Design) |  |  |  |  | US | 0 | Ea. | WTG | 6000 |  | 0
| Header |  | 4.30 | [7 empty] | W_M_204 | Foundations | 4 | 4 | 4.30 |  | WTG FOUNDATIONS CONSTRUCTION |  | Spread Footing |  | Type 1: | C | GE | 2.82 | 127 | 89
[8 empty] | W_A_88 | W_A_87 |  | W_M_205 | Foundations |  | 4 | 206 |  |  | Dia | Depth of Water Table |  | Soil Pressure | C | 53.6538 | Ft Dia | 10 | 3500 | PSF
314-01-04.3001 | 314- | 01- | 04.3001 | [7 empty] | W_M_206 | Foundations | 4 | 4 | 04.3001 |  | WTG foundation installation Spread Footing Type 1 |  | Quantity of Found: |  |  | C | 106 | Ea. |  | 289902.4752 |  | 30729662.3685
[8 empty] | W_A_83 |  |  | W_M_207 | Foundations |  | 4 | 208 |  |  |  | Conc. - Structural: | Cement Type |  | C | 349.8615 | Cy. | Type 2 | 260.0121
[11 empty] | W_M_208 | Foundations |  | 4 | 209 |  |  |  | Conc. - Slurry: |  |  | C | 23.3413 | Cy. |  | 286.4405
[11 empty] | W_M_209 | Foundations |  | 4 | 210 |  |  |  | Excavation: |  |  | C | 1620.3776 | Cy. | 1 | 17.2641
[11 empty] | W_M_210 | Foundations |  | 4 | 211 |  |  |  | Anchor Bolts: |  |  | C | 6678 | lbs | 1 | 10.3432
[8 empty] | W_A_78 |  |  | W_M_211 | Foundations |  | 4 | 212 |  |  |  | Formwork: |  |  | C | 408.8913 | Sf. | Zone 2B | 12.4832
[8 empty] | W_A_90 |  |  | W_M_212 | Foundations |  | 4 | 213 |  |  |  | Rebar: |  |  | C | 24.8846 | Tn. | Circle | 3178.7365
[11 empty] | W_M_213 | Foundations |  | 4 | 214 |  |  |  | Embeds: |  |  | C | 1813.5652 | Lb. |  | 6.0633
[11 empty] | W_M_214 |  |  | 4 | 215 |  |  |  | Conduit:
[6 empty] | W_A_41 | W_A_42 | W_A_43 | W_A_45 |  | W_M_215 | Foundations | 4 | 4 | 216 |  | WTG FOUNDATIONS CONSTRUCTION |  | Spread Footing | Safe Harbor | Type 2: | C | GE | 2.82 | 127 | 89
[8 empty] | W_A_93 | W_A_92 |  | W_M_216 | Foundations |  | 4 | 217 |  |  | Dia | Depth of Water Table |  | Soil Pressure | C | 53.6538 | Ft Dia | 10 | 3500 | PSF
314-01-04.3002 | 314- | 01- | 04.3002 |  |  | W_A_40 |  |  |  |  | W_M_217 | Foundations | 4 | 4 | 04.3002 |  | WTG foundation installation Spread Footing Type 2 |  | Quantity of Found: |  |  | C | 0 | Ea. |  | 0 |  | 0
[11 empty] | W_M_218 | Foundations |  | 4 | 219 |  |  |  | Conc. - Structural: | Cement Type |  | C | 349.8615 | Cy. | Type 2 | 260.0121
[11 empty] | W_M_219 | Foundations |  | 4 | 220 |  |  |  | Conc. - Slurry: |  |  | C | 23.3413 | Cy. |  | 286.4405
[11 empty] | W_M_220 | Foundations |  | 4 | 221 |  |  |  | Excavation: |  |  | C | 1620.3776 | Cy. | 1 | 17.2641
[11 empty] | W_M_221 | Foundations |  | 4 | 222 |  |  |  | Anchor Bolts: |  |  | C | 6678 | lbs | 1 | 10.3432
[11 empty] | W_M_222 | Foundations |  | 4 | 223 |  |  |  | Formwork: |  |  | C | 408.8913 | Sf. | Zone 2B | 12.4832
[8 empty] | W_A_95 |  |  | W_M_223 | Foundations |  | 4 | 224 |  |  |  | Rebar: |  |  | C | 24.8846 | Tn. | Circle | 3178.7365
[11 empty] | W_M_224 | Foundations |  | 4 | 225 |  |  |  | Embeds: |  |  | C | 1813.5652 | Lb. |  | 6.0633
[11 empty] | W_M_225 |  |  | 4 | 226 |  |  |  | Conduit:
[11 empty] | W_M_226 | Foundations | 4 | 4 | 227 |  | WTG FOUNDATIONS CONSTRUCTION |  | Spread Footing | Secondary | Type 3: | C | GE | 2.82 | 127 | 89
[11 empty] | W_M_227 | Foundations |  | 4 | 228 |  |  | Dia | Depth of Water Table |  | Soil Pressure | C | 61.7019 | Ft Dia | 2 | 3500 | PSF
314-01-04.3003 | 314- | 01- | 04.3003 | [7 empty] | W_M_228 | Foundations | 4 | 4 | 04.3003 |  | WTG foundation installation Spread Footing Type 3 | Quantity of Found: |  |  |  | C | 0 | Ea. | 0% | 333969.426 |  | 0
[11 empty] | W_M_229 | Foundations |  | 4 | 230 |  |  | Conc. - Structural: | Cement Type |  |  | C | 402.3408 | Cy. | Type 2 | 260.0121
[11 empty] | W_M_230 | Foundations |  | 4 | 231 |  |  | Conc. - Slurry: |  |  |  | C | 30.444 | Cy. |  | 286.4405
[11 empty] | W_M_231 | Foundations |  | 4 | 232 |  |  | Excavation: |  |  |  | C | 1863.4342 | Cy. | 1.15 | 17.2641
[11 empty] | W_M_232 | Foundations |  | 4 | 233 |  |  | Anchor Bolts: |  |  |  | C | 7679.7 | lbs | 1 | 10.3432
[11 empty] | W_M_233 | Foundations |  | 4 | 234 |  |  | Formwork: |  |  |  | C | 434.1752 | Sf. | Zone 2B | 12.4832
[11 empty] | W_M_234 | Foundations |  | 4 | 235 |  |  | Rebar: |  |  |  | C | 28.6173 | Tn. | Circle | 3178.7365
[11 empty] | W_M_235 | Foundations |  | 4 | 236 |  |  | Embeds: |  |  |  | C | 2085.6 | Lb. |  | 6.0633
[11 empty] | W_M_236 |  |  | 4 | 237 |  |  |  | Conduit:
| Header |  | 4.31 | [7 empty] | W_M_237 | Foundations | 4 | 4 | 4.31 |  | WTG FOUNDATIONS CONSTRUCTION |  | Tensionless |  | Type 1: | C | GE | 2.82 | 127 | 89
[11 empty] | W_M_238 | Foundations |  | 4 | 239 |  | Tensionless | Depth | Depth of Water Table |  | Soil Pressure | C | 32 | Ft Depth | 10 | 3500 | PSF
314-01-04.3101 | 314- | 01- | 04.3101 |  |  | W_A_90 |  |  |  |  | W_M_239 | Foundations | 4 | 4 | 04.3101 |  | WTG foundation installation Tensionless Pier – Type 1 | Quantity of Found: |  | Ft.-O.D. | __ Ft | C | 0 | Ea. | 16 | 218013.4345 |  | 0
[11 empty] | W_M_240 | Foundations |  | 4 | 241 |  |  | Conc. - Structural: |  | Ft.-I.D. | 12 Ft | C | 126.6228 | Cy. | 12 | 281.3384 | Type 2
[11 empty] | W_M_241 | Foundations |  | 4 | 242 |  |  | Conc. - Slurry: |  | Ft.-Depth |  | C | 97.7387 | Cy. | 32 | 310.5152
[11 empty] | W_M_242 | Foundations |  | 4 | 243 |  |  | Excavation: |  | Ft.-Top Thk | 1 Ft | C | 453.9915 | Cy. | 0% | 38.3646 | Percent of Rock
[11 empty] | W_M_243 | Foundations |  | 4 | 244 |  |  | Anchor Bolts: | 32 Ft Long | Ft.-Top Btm | 3 Ft | C | 160 | Ea. | 1.5 | 330.0626 | Slurry Width (Ft.)
[11 empty] | W_M_244 | Foundations |  | 4 | 245 |  |  | Formwork: | 12 Ga CMP |  |  | C | 2726.9088 | Sf. |  | 21.3998
[11 empty] | W_M_245 | Foundations |  | 4 | 246 |  |  | Rebar or Radial Bolts |  |  |  | C | 3.051 | Tn. |  | 2764.1364 | Radial Bolts
[11 empty] | W_M_246 | Foundations |  | 4 | 247 |  |  | Embeds: |  |  |  | C | 1834.4819 | Lb. |  | 4.1016
[11 empty] | W_M_247 |  |  | 4 | 248 |  |  | Conduit: |  |  |  |  | 0 | Lf. |  | 0
[11 empty] | W_M_248 | Foundations | 4 | 4 | 249 |  | WTG FOUNDATIONS CONSTRUCTION |  | Tensionless |  | Type 2: | C | GE | 2.82 | 127 | 89
[11 empty] | W_M_249 | Foundations |  | 4 | 250 |  | Tensionless | Depth | Depth of Water Table |  | Soil Pressure | C | 32 | Ft Depth | 10 | 3500 | PSF
314-01-04.3102 | 314- | 01- | 04.3102 |  |  | W_A_40 |  |  |  |  | W_M_250 | Foundations | 4 | 4 | 04.3102 |  | WTG foundation installation Tensionless Pier – Type 2 | Quantity of Found: |  | Ft.-O.D. | __ Ft | C | 0 | Ea. | 16 | 218013.4345 |  | 0
[11 empty] | W_M_251 | Foundations |  | 4 | 252 |  |  | Conc. - Structural: |  | Ft.-I.D. | 12 Ft | C | 126.6228 | Cy. | 12 | 281.3384 | Type 2
[11 empty] | W_M_252 | Foundations |  | 4 | 253 |  |  | Conc. - Slurry: |  | Ft.-Depth |  | C | 97.7387 | Cy. | 32 | 310.5152
[11 empty] | W_M_253 | Foundations |  | 4 | 254 |  |  | Excavation: |  | Ft.-Top Thk | 1 Ft | C | 453.9915 | Cy. | 0% | 38.3646 | Percent of Rock
[11 empty] | W_M_254 | Foundations |  | 4 | 255 |  |  | Anchor Bolts: | 32 Ft Long | Ft.-Top Btm | 3 Ft | C | 160 | Ea. | 1.5 | 330.0626 | Slurry Width (Ft.)
[11 empty] | W_M_255 | Foundations |  | 4 | 256 |  |  | Formwork: | 12 Ga CMP |  |  | C | 2726.9088 | Sf. |  | 21.3998
[11 empty] | W_M_256 | Foundations |  | 4 | 257 |  |  | Rebar or Radial Bolts |  |  |  | C | 3.051 | Tn. |  | 2764.1364 | Radial Bolts
[11 empty] | W_M_257 | Foundations |  | 4 | 258 |  |  | Embeds: |  |  |  | C | 1834.4819 | Lb. |  | 4.1016
[11 empty] | W_M_258 |  |  | 4 | 259 |  |  | Conduit: |  |  |  |  | 0 | Lf. |  | 0
| Header |  | 4.311 | [7 empty] | W_M_259 | Foundations | 4 | 4 | 4.311 |  | WTG FOUNDATIONS CONSTRUCTION |  | Rock Anchor: |  | Type 1: | C | GE | 2.82 | 127 | 89
[11 empty] | W_M_260 | Foundations |  | 4 | 261 |  | Rock Anchors | Dia | Depth of Water Table |  | Soil Pressure | C | 32 | Ft Dia | 10 | 3500 | PSF
314-01-04.3201 | 314- | 01- | 04.3201 | [7 empty] | W_M_261 | Foundations | 4 | 4 | 04.3201 |  | WTG foundation installation Rock Anchors – Type 1 |  | Quantity of Found: |  | Ft.-O.D. | C | 0 | Ea. | 32 | 225014.6881 |  | 0
[11 empty] | W_M_262 | Foundations |  | 4 | 263 |  |  |  | Conc. - Structural: |  | Ft.-I.D. | C | 157.8712 | Cy. | 12 | 205.3177 | Type 2
[11 empty] | W_M_263 | Foundations |  | 4 | 264 |  |  |  | Conc. - Slurry: |  | Ft.-Depth | C | 12.5664 | Cy. | 5.3 | 196.1645
[11 empty] | W_M_264 | Foundations |  | 4 | 265 |  |  |  | Excavation: |  | Ft.-Top Thk | C | 262.1879 | Cy. | 10% | 47.9557 | Percent of Rock
[11 empty] | W_M_265 | Foundations |  | 4 | 266 |  |  |  | Anchor Bolts: | 6.3 Ft Long | Ft.-Top Btm | C | 160 | Ea. | 0.33333 | 75.8793
[11 empty] | W_M_266 | Foundations |  | 4 | 267 |  |  |  | Formwork: |  | CMP (2) Walls | C | 732.6211 | Sf. | 6.25 | 30.4947 | 2 CMP Walls
[11 empty] | W_M_267 | Foundations |  | 4 | 268 |  |  |  | Radial Bolts: |  | Radial Bolts | C | 11 | Tn. |  | 4888.2415 | Radial Bolts
[11 empty] | W_M_268 | Foundations |  | 4 | 269 |  |  |  | Embeds: |  |  | C | 1794.4819 | Lb. |  | 4.1016
[11 empty] | W_M_269 | Foundations |  | 4 | 270 |  |  |  | Rock Anchors: |  | Length in (Ft.) | C | 14 | Ea. | 40 | 5317.8418
[11 empty] | W_M_270 |  |  | 4 | 271 |  |  |  | Conduit: |  |  |  | 0 | Lf. |  | 0
[11 empty] | W_M_271 | Foundations | 4 | 4 | 272 |  | WTG FOUNDATIONS CONSTRUCTION |  | Rock Anchor: |  | Type 2: | C | GE | 2.82 | 127 | 89
[11 empty] | W_M_272 | Foundations |  | 4 | 273 |  | Rock Anchors | Dia | Depth of Water Table |  | Soil Pressure | C | 32 | Ft Dia | 10 | 3500 | PSF
314-01-04.3202 | 314- | 01- | 04.3202 |  |  | W_A_40 |  |  |  |  | W_M_273 | Foundations | 4 | 4 | 04.3202 |  | WTG foundation installation Rock Anchors – Type 2 |  | Quantity of Found: |  | Ft.-O.D. | C | 0 | Ea. | 32 | 238453.1556 |  | 0
[11 empty] | W_M_274 | Foundations |  | 4 | 275 |  |  |  | Conc. - Structural: |  | Ft.-I.D. | C | 157.8712 | Cy. | 12 | 281.3384 | Type 2
[11 empty] | W_M_275 | Foundations |  | 4 | 276 |  |  |  | Conc. - Slurry: |  | Ft.-Depth | C | 12.5664 | Cy. | 5.3 | 310.5152
[11 empty] | W_M_276 | Foundations |  | 4 | 277 |  |  |  | Excavation: |  | Ft.-Top Thk | C | 262.1879 | Cy. | 10% | 47.9557 | Percent of Rock
[11 empty] | W_M_277 | Foundations |  | 4 | 278 |  |  |  | Anchor Bolts: | 6.3 Ft Long | Ft.-Top Btm | C | 160 | Ea. | 0.33333 | 75.8793
[11 empty] | W_M_278 | Foundations |  | 4 | 279 |  |  |  | Formwork: |  | CMP (2) Walls | C | 732.6211 | Sf. | 6.25 | 30.4947 | 2 CMP Walls
[11 empty] | W_M_279 | Foundations |  | 4 | 280 |  |  |  | Rebar: |  | Radial Bolts | C | 11 | Tn. |  | 4888.2415 | Radial Bolts
[11 empty] | W_M_280 | Foundations |  | 4 | 281 |  |  |  | Embeds: |  |  | C | 1794.4819 | Lb. |  | 4.1016
[11 empty] | W_M_281 | Foundations |  | 4 | 282 |  |  |  | Rock Anchors: |  | Length in (Ft.) | C | 14 | Ea. | 40 | 5317.8418
[11 empty] | W_M_282 |  |  | 4 | 283 |  |  |  | Conduit |  |  |  | 0 | Lf. |  | 0
| Header |  | 4.32 | [7 empty] | W_M_283 | Foundations | 4 | 4 | 4.32 |  | WTG FOUNDATIONS CONSTRUCTION |  | Use of Lattice Tower |  | Type 1: | C |  | Mono Tower
[6 empty] | W_A_90 |  |  |  |  | W_M_284 | Foundations | 4 | 4 | 285 |  | WTG Lattice Tower Cassion Foundations |  |  | Use of Lattice Tower |  | C | 0 | Ea. |  | 423779.7991 |  | 0
[11 empty] | W_M_285 | Foundations |  | 4 | 286 |  |  | Conc. - Structural: |  | Number per Tower: |  | C | 595.7404 | Cy. | 8 | 281.3384 | Type 2
[11 empty] | W_M_286 | Foundations |  | 4 | 287 |  |  | Excavation: |  | Caissons Diameter: (Ft.) |  | C | 536.1664 | Cy. | 8 | 319.4318
[11 empty] | W_M_287 | Foundations |  | 4 | 288 |  |  | Anchor Bolts: |  | Cassions Length: (Ft.) |  | C | 64 | Ea. | 40 | 142.8434
[11 empty] | W_M_288 | Foundations |  | 4 | 289 |  |  | Formwork: |  | Above Ground: (Ft.) |  | C | 804.2496 | Sf. | 4 | 5.3499
[11 empty] | W_M_289 | Foundations |  | 4 | 290 |  |  | Rebar: |  |  |  | C | 32.7657 | Tn. | 10% | 1783.4921
[11 empty] | W_M_290 | Foundations |  | 4 | 291 |  |  | Embeds: |  |  |  | C | 2382.9618 | Lb. |  | 2.3183
[11 empty] | W_M_291 | Foundations |  | 4 | 292 |  |  | Other: |  |  |  | C |  |  |  | 0
[11 empty] | W_M_292 | Foundations |  | 4 | 293 |  |  | Other: |  |  |  | C |  |  |  | 0
[11 empty] | W_M_293 | Foundations |  | 4 | 294 |  |  | Other: |  |  |  | C |  |  |  | 0
| Header |  | 4.4 | [7 empty] | W_M_294 | Foundations | 4 | 4 | 4.4 |  | WTG FOUNDATION "OTHER" |  |  |  |  | C
314-01-04.4001 | 314- | 01- | 04.4001 | [7 empty] | W_M_295 | Foundations | 4 | 4 | 04.4001 |  | Foundation Anchor Bolt Protection - OUTSIDE |  |  |  |  | C | 106 | Ea. |  | 1622.8156 |  | 172018.4495
314-01-04.4002 | 314- | 01- | 04.4002 | [7 empty] | W_M_296 | Foundations | 4 | 4 | 04.4002 |  | Foundation Anchor Bolt Protection - INSIDE |  |  |  |  | C | 0 | Ea. |  | 1622.8156 |  | 0
314-01-04.4003 | 314- | 01- | 04.4003 | [7 empty] | W_M_297 | Foundations | 4 | 4 | 04.4003 |  | Bush Hammer Foundations for Grout |  |  |  |  | C | 0 | Ea. |  | 1141.3208 |  | 0
314-01-04.4004 | 314- | 01- | 04.4004 | [7 empty] | W_M_298 | Foundations | 4 | 4 | 04.4004 |  | Tensioning of Foundation Bolts |  |  |  |  | C | 106 | Ea. |  | 1943.812 |  | 206044.0768
314-01-04.4005 | 314- | 01- | 04.4005 | [7 empty] | W_M_299 | Foundations | 4 | 4 | 04.4005 |  | Foundation Grouting Tower Base |  |  |  |  | C | 106 | Ea. |  | 5207.2763 |  | 551971.2884
| Header |  | 4.5 | [7 empty] | W_M_300 | Winter | 4 | 4 | 4.5 |  | COLD WEATHER FOUNDATION INSTALLATION |  |  |  |  | C
314-01-04.5001 | 314- | 01- | 04.5001 | [7 empty] | W_M_301 | Winter | 4 | 4 | 04.5001 |  | Winter Installation of Fnds.: Initial Set-up, Mob/Demob & Materials |  |  |  |  | C | 0 | Lot |  | 65090.9538 |  | 0
314-01-04.5002 | 314- | 01- | 04.5002 |  |  |  |  | W_A_28 |  |  | W_M_302 | Winter | 4 | 4 | 04.5002 |  | Winter Installation of Fnds.: Per Fnd. Adder |  |  |  | Winter Adder Required?: | C | 0 | Ea. | No | 4886.2798 |  | 0
314-01-04.5003 | 314- | 01- | 04.5003 | [7 empty] | W_M_303 | Winter | 4 | 4 | 04.5003 |  | Winter Installation of Base Grouting: Per Fnd. Adder |  |  |  |  | C | 0 | Ea. |  | 4886.2798 |  | 0
| Header |  | 4.6 | [7 empty] | W_M_304 | SoilsF | 4 | 4 | 4.6 |  | FOUNDATION "MISC." |  |  |  |  | C
314-01-04.6001 | 314- | 01- | 04.6001 | [7 empty] | W_M_305 | SoilsF | 4 | 4 | 04.6001 |  | Dewatering for WTG Foundations |  |  |  |  | C | 106 | Ea. |  | 1943.812 |  | 206044.0768
314-01-04.6002 | 314- | 01- | 04.6002 | [7 empty] | W_M_306 | SoilsF | 4 | 4 | 04.6002 |  | Foundation Excavation Spoil's Removal |  |  |  |  | C | 0 | Ea. | use for crushing | 3245.6311 |  | 0
314-01-04.6003 | 314- | 01- | 04.6003 |  |  |  |  | W_A_96 |  |  | W_M_307 | SoilsF | 4 | 4 | 04.6003 |  | Fnd. Backfill: Improve/Compaction |  |  |  | % Found with Backfill Improvement: | C | 31810 | Cy. | 25% | 14.2665 |  | 453817.6967
314-01-04.6004 | 314- | 01- | 04.6004 |  |  |  |  | W_A_100 |  |  | W_M_308 | SoilsF | 4 | 4 | 04.6004 |  | WTG Foundation Bare Ground Cable & Rods |  |  |  |  | C | 106 | Ea. | 150% | 14364.5927 |  | 1522646.8247
314-01-04.6005 | 314- | 01- | 04.6005 |  |  |  |  | W_A_97 |  |  | W_M_309 | SoilsF | 4 | 4 | 04.6005 |  | Blasting Required For Fnds |  |  |  | Blasting Required?: | C | 106 | Ea. | Yes | 20169.2791 |  | 2137943.5862
314-01-04.6006 | 314- | 01- | 04.6006 | [7 empty] | W_M_310 | SoilsF | 4 | 4 | 04.6006 |  | Excavation W/Hammer for Fnds. |  |  |  |  | C | 0 | Ea. |  | 16263.8219 |  | 0
314-01-04.6007 | 314- | 01- | 04.6007 | [7 empty] | W_M_311 | Foundations | 4 | 4 | 04.6007 |  | On-Site Batch Plant |  |  |  |  | C | 1 | Ea. |  | 35666.2761 |  | 35666.2761
314-01-04.6008 | 314- | 01- | 04.6008 | [7 empty] | W_M_312 | Foundations | 4 | 4 | 04.6008 |  | Potable Water Source for Foundations |  |  |  |  | C | 106 | Ea. |  | 1943.812 |  | 206044.0768
314-01-04.6009 | 314- | 01- | 04.6009 | [7 empty] | W_M_313 | Foundations | 4 | 4 | 04.6009 |  | Foundations Templates |  |  |  |  | C | 13 | Ea. |  | 8791.7371 |  | 114292.5817
| Header |  | 4.7 | [7 empty] | W_M_314 | SoilsF | 4 | 4 | 4.7 |  | ADJUSTMENTS FOR OVER EXCAVATION ON FNDS. |  |  |  |  | C
314-01-04.7001 | 314- | 01- | 04.7001 | [7 empty] | W_M_315 | SoilsF | 4 | 4 | 04.7001 |  | Foundation Over Excavation (Up to 3' Deep) |  |  |  | % Found. Requiring Over-Ex: | C | 10.6 | Ea. | 10% | 41146.2424 |  | 436150.1697
314-01-04.7002 | 314- | 01- | 04.7002 | [7 empty] | W_M_316 | SoilsF | 4 | 4 | 04.7002 |  | Foundation Over Excavation (Up to 5' Deep) |  |  |  | % Found. Requiring Over-Ex: | C | 0 | Ea. | 0% | 74378.4326 |  | 0
314-01-04.7003 | 314- | 01- | 04.7003 | [7 empty] | W_M_317 | SoilsF | 4 | 4 | 04.7003 |  | Foundation Over Excavation (Up to 8' Deep) |  |  |  | % Found. Requiring Over-Ex: | C | 0 | Ea. | 0% | 133605.49 |  | 0
314-01-04.7004 | 314- | 01- | 04.7004 | [7 empty] | W_M_318 | SoilsF | 4 | 4 | 04.7004 |  | Foundation Over Excavation (Up to 10' Deep) |  |  |  | % Found. Requiring Over-Ex: | C | 0 | Ea. | 0% | 179737.4684 |  | 0
314-01-04.7005 | 314- | 01- | 04.7005 | [7 empty] | W_M_319 | SoilsF | 4 | 4 | 04.7005 |  | Foundation Over Excavation Quality Control and Testing |  |  |  |  | C | 2.6625 | Wk. |  | 5349.9414 |  | 14244.219
| Header |  | 4.8 | [7 empty] | W_M_320 | SoilsF | 4 | 4 | 4.8 |  | OTHER OVER EXCAVATION SCOPE |  |  |  |  | C |  |  | 0%
314-01-04.8001 | 314- | 01- | 04.8001 | [7 empty] | W_M_321 | SoilsF | 4 | 4 | 04.8001 |  | Pressure Grouting of Voids Under Fnds. |  |  |  |  | C | 0 | Cy. | 100 cy per location | 356.6628 |  | 0
314-01-04.8002 | 314- | 01- | 04.8002 | [7 empty] | W_M_322 | SoilsF | 4 | 4 | 04.8002 |  | Pressure Grouting Quality Control |  |  |  |  | C | 0 | Wk. | 3 days per location +1 week for breakdowns + $100k mob. (25 week equivalent) | 7133.2552 |  | 0
| Header |  | 4.9 | [7 empty] | W_M_323 | SoilsF | 4 | 4 | 4.9 |  | OTHER SITE SPECIFIC ISSUES FOR WTG FOUNDATIONS |  |  |  |  | C
314-01-04.9001 | 314- | 01- | 04.9001 | [7 empty] | W_M_324 | SoilsF | 4 | 4 | 04.9001 |  | Coal Vein Impacts for WTG Foundations |  |  |  |  | C | 0 | Ea. |  |  |  | 0
314-01-04.9002 | 314- | 01- | 04.9002 | [7 empty] | W_M_325 | Drains | 4 | 4 | 04.9002 |  | Drain Tile Repair at Foundations |  |  |  | % Found. Requiring Drain Tile Repairs: | C | 0 | Ea. | 0% | 4458.2845 |  | 0
314-01-04.9003 | 314- | 01- | 04.9003 |  |  |  |  | W_A_98 |  |  | W_M_326 | SoilsF | 4 | 4 | 04.9003 |  | Steel Pile under WTG Foundations |  |  |  | Pilings Req'd at WTGs?: | C | 0 | Ea. | None | 478373.9277 |  | 0
314-01-04.9004 | 314- | 01- | 04.9004 | [7 empty] | W_M_327 | SoilsF | 4 | 4 | 04.9004 |  | Stone Piles Under WTG Foundations |  |  |  |  | C | 0 | Ea. |  | 162709.5514 |  | 0
314-01-04.9005 | 314- | 01- | 04.9005 | [7 empty] | W_M_328 | SoilsF | 4 | 4 | 04.9005 |  | Rock Anchor Under WTG Foundations |  | 18ea @ 42' X 3" dia. |  |  | C | 0 | Ea. | 0% | 9362.3975 |  | 0
[11 empty] | W_M_329 |  |  | - | 330 |  | - | - | - | - | - |  | - | - |  | - |  | -
[11 empty] | W_M_330 |  |  |  | 331 | [12 empty] | 37544258.3627
[11 empty] | W_M_331 |  |  |  | 332
| Header |  | 5.0 | [7 empty] | W_M_332 |  |  |  | 5.0 |  | COLL., COMM. & SCADA SYSTEMS - NEE:
[11 empty] | W_M_333 |  |  | - | 334 |  | - | - | - | - | - |  | - | - |  | - |  | -
| Header |  | 5.1 | [5 empty] | W_A_21 |  | W_M_334 | Elect | 5.1 | 5 | 5.1 |  | POWER CONVERSION UNITS | [6 empty] | Spare Padmount Quantity | 2 | 2386 | Ft Elevation
526-01-05.1001 | 526- | 01- | 05.1001 | [7 empty] | W_M_335 | Elect | 5.1 | 5 | 05.1001 |  | Pad Mount Transformer - Type 1 | Shipping (Monterey, MX to Site - $3/Mile) |  | GE 2x Special adds 35kV Switchgear pad, terminations |  | US | 108 | Ea. | GE 2x Special | 71882 |  | 7763256
526-01-05.1002 | 526- | 01- | 05.1002 |  |  | W_A_41 |  | W_A_42 |  |  | W_M_336 | Elect | 5.1 | 5 | 05.1002 |  | Pad Mount Transformer - Type 2 | Shipping (Monterey, MX to Site - $3/Mile) |  |  |  | US | 0 | Ea. | 2.82 | 71882 |  | 0
526-01-05.1003 | 526- | 01- | 05.1003 | [7 empty] | W_M_337 | Elect | 5.1 | 5 | 05.1003 |  | Low Voltage Cable - Pad Mount Transformer to WTG |  |  | GE 2x changes to 15kV pricing | Cable Size: | US | 89812.8 | Lf. |  | 3.83 |  | 343983.024
526-01-05.1004 | 526- | 01- | 05.1004 | [7 empty] | W_M_338 | Elect | 5.1 | 5 | 05.1004 |  | Pad Mount Transformer Foundation/Support/Fiberglass Box Pad |  |  |  |  | US | 108 | Ea. |  | 3640 |  | 393120
| Header |  | 5.2 | [7 empty] | W_M_339 | Collection | 5 | 5 | 5.2 |  | JUNCTION BOXES |  |  |  |  | US
526-01-05.2001 | 526- | 01- | 05.2001 | [7 empty] | W_M_340 | Collection | 5 | 5 | 05.2001 |  | Pad Mount Junction Boxes |  |  | {depends one end vs third in} |  | US | 35 | Ea. | Default 2.5 per Homerun | 1500 |  | 52500
526-01-05.2002 | 526- | 01- | 05.2002 | [7 empty] | W_M_341 | Collection | 5 | 5 | 05.2002 |  | Pad Mount Junction Boxes - Metal Enclosed Switchgear |  |  |  |  | US | 0 | Ea. |  | 50000 |  | 0
526-01-05.2003 | 526- | 01- | 05.2003 | [7 empty] | W_M_342 | Collection | 5 | 5 | 05.2003 |  | Pad Mount Junction Boxes - Extension |  |  |  |  | US | 35 | Ea. |  | 1900 |  | 66500
| Header |  | 5.3 |  |  |  | W_A_66 |  | W_A_101 |  | W_M_343 | Collection | 5 | 5 | 5.3 |  | UNDERGROUND COLLECTION |  |  |  |  | US |  | End |  | Vry Good | Soil Thermo
526-01-05.3001 | 526- | 01- | 05.3001 | [7 empty] | W_M_344 | Collection | 5 | 5 | 05.3001 |  | Collection Cable (1/0) |  | Collection Cable |  |  | US | 195413.12 | Lf. | 22.22% | 2.04 |  | 398642.7648
526-01-05.3002 | 526- | 01- | 05.3002 | [7 empty] | W_M_345 | Collection | 5 | 5 | 05.3002 |  | Collection Cable (4/0) |  | Collection Cable |  |  | US | 48853.28 | Lf. | 5.556% | 2.92 |  | 142651.5776
526-01-05.3003 | 526- | 01- | 05.3003 | [7 empty] | W_M_346 | Collection | 5 | 5 | 05.3003 |  | Collection Cable (500 kcmil) |  | Collection Cable |  |  | US | 195413.12 | Lf. | 22.22% | 3.88 |  | 758202.9056
526-01-05.3004 | 526- | 01- | 05.3004 | [7 empty] | W_M_347 | Collection | 5 | 5 | 05.3004 |  | Collection Cable (750 kcmil) |  | Collection Cable |  |  | US | 195413.12 | Lf. | 22.22% | 4.86 |  | 949707.7632
526-01-05.3005 | 526- | 01- | 05.3005 | [7 empty] | W_M_348 | Collection | 5 | 5 | 05.3005 |  | Collection Cable (1000 kcmil) |  | Collection Cable |  |  | US | 48853.28 | Lf. | 5.556% | 5.66 |  | 276509.5648
526-01-05.3006 | 526- | 01- | 05.3006 | [7 empty] | W_M_349 | Collection | 5 | 5 | 05.3006 |  | Collection Cable (1250 kcmil) |  | Collection Cable |  |  | US | 392614.208 | Lf. | 22.22% | 6.54 |  | 2567696.9203
526-01-05.3007 | 526- | 01- | 05.3007 | [7 empty] | W_M_350 | Collection | 5 | 5 | 05.3007 |  | Collection Cable (1500 kcmil) |  | Collection Cable |  |  | US | 788804.352 | Lf. | 0% | 7.96 |  | 6278882.6419
[11 empty] | W_M_351 | Collection | 5 | 5 | 352 |  | % hr 750 KCMIL |  | % of Home Run Cable 750 kcmil |  |  | US |  |  | 0%
[11 empty] | W_M_352 | Collection | 5 | 5 | 353 |  | % hr 1000 KCMIL |  | % of Home Run Cable 1000 kcmil |  |  | US |  |  | 0%
[11 empty] | W_M_353 | Collection | 5 | 5 | 354 |  | % hr 1250 KCMIL |  | % of Home Run Cable 1250 kcmil |  |  | US |  |  | 20%
[11 empty] | W_M_354 | Collection | 5 | 5 | 355 |  | % hr 1500 KCMIL |  | % of Home Run Cable 1500 kcmil |  |  | US |  |  | 80%
[11 empty] | W_M_355 | Collection | 5 | 5 | 356 |  | cable check |  |  |  | Cable Mix Check: | US |  |  | Ok |  | Ok
526-01-05.3008 | 526- | 01- | 05.3008 | [7 empty] | W_M_356 | Collection | 5 | 5 | 05.3008 |  | Trench Ground Wire/Cable |  | (& Str No. 9 Copperweld) |  |  | US | 337472.1 | Lf. |  | 0.84 |  | 283476.564
[11 empty] | W_M_357 | Collection | 5 | 5 | 358 |  | Misc. Collection System Hardware |  |  |  |  | US
526-01-05.3101 | 526- | 01- | 05.3101 |  |  |  |  | W_A_72 |  |  | W_M_358 | Collection | 5 | 5 | 05.3101 |  | Cross Bonding Cabinet |  |  |  | Crossbonding Required?: | US | 0 | Ea. | No | 310 |  | 0
526-01-05.3102 | 526- | 01- | 05.3102 | [7 empty] | W_M_359 | Collection | 5 | 5 | 05.3102 |  | MV Collection System - Termination Materials - Elbow - 1/0 |  |  |  |  | US | 72 | Ea. |  | 125 |  | 9000
526-01-05.3103 | 526- | 01- | 05.3103 | [7 empty] | W_M_360 | Collection | 5 | 5 | 05.3103 |  | MV Collection System - Termination Materials - Elbow - 4/0 |  |  |  |  | US | 27 | Ea. |  | 130 |  | 3510
526-01-05.3104 | 526- | 01- | 05.3104 | [7 empty] | W_M_361 | Collection | 5 | 5 | 05.3104 |  | MV Collection System - Termination Materials - Elbow - 500 |  |  |  |  | US | 72 | Ea. |  | 135 |  | 9720
526-01-05.3105 | 526- | 01- | 05.3105 | [7 empty] | W_M_362 | Collection | 5 | 5 | 05.3105 |  | MV Collection System - Termination Materials - Elbow - 750 |  |  |  |  | US | 72 | Ea. |  | 140 |  | 10080
526-01-05.3106 | 526- | 01- | 05.3106 | [7 empty] | W_M_363 | Collection | 5 | 5 | 05.3106 |  | MV Collection System - Termination Materials - Elbow - 1000 |  |  |  |  | US | 18 | Ea. |  | 150 |  | 2700
526-01-05.3107 | 526- | 01- | 05.3107 | [7 empty] | W_M_364 | Collection | 5 | 5 | 05.3107 |  | MV Collection System - Termination Materials - Elbow - 1250 |  |  |  |  | US | 135 | Ea. |  | 160 |  | 21600
526-01-05.3108 | 526- | 01- | 05.3108 | [7 empty] | W_M_365 | Collection | 5 | 5 | 05.3108 |  | MV Collection System - Termination Materials - Elbow - 1500 |  |  |  |  | US | 255 | Ea. |  | 180 |  | 45900
526-01-05.3109 | 526- | 01- | 05.3109 | [7 empty] | W_M_366 | Collection | 5 | 5 | 05.3109 |  | MV Collection System - Termination Materials - Reducing Tap Plug |  |  |  |  | US | 108 | Ea. |  | 96 |  | 10368
526-01-05.3110 | 526- | 01- | 05.3110 | [7 empty] | W_M_367 | Collection | 5 | 5 | 05.3110 |  | MV Collection System - Termination Materials - Ball Stud Grounding |  |  |  |  | US | 108 | Ea. |  | 1120 |  | 120960
526-01-05.3111 | 526- | 01- | 05.3111 | [7 empty] | W_M_368 | Collection | 5 | 5 | 05.3111 |  | MV Collection System - Termination Materials - Arresstor - Surge |  |  |  |  | US | 42 | Ea. |  | 285 |  | 11970
526-01-05.3112 | 526- | 01- | 05.3112 | [7 empty] | W_M_369 | Collection | 5 | 5 | 05.3112 |  | MV Collection System - Termination Materials - Cap |  |  |  |  | US | 651 | Ea. |  | 28 |  | 18228
526-01-05.3113 | 526- | 01- | 05.3113 | [7 empty] | W_M_370 | Collection | 5 | 5 | 05.3113 |  | MV Collection System - Termination Materials - Fault Indicators |  |  |  |  | US | 108 | Ea. |  | 0 |  | 0
[11 empty] | W_M_371 | Collection | 5 | 5 | 372 |  | Misc. Collection System Hardware Other |  |  |  |  | US | 0 | Ea. |  | 0 |  | 0
| Header |  | 5.4 | [7 empty] | W_M_372 | OHCollection | 5 | 5 | 5.4 |  | OVERHEAD COLLECTION | Limited to 50 Mwe's Per Circuit |  |  |  | US | 929.7379 | Amps
[6 empty] | W_A_73 |  |  |  |  | W_M_373 | OHCollection | 5 | 5 | 374 |  | Overhead Elec. Collection (34.5 kV) |  |  |  |  | US | 0 | Mi. | 2.785 | Pole Butt Dia (Ft.)
[6 empty] | W_A_74 |  |  |  |  | W_M_374 | OHCollection | 5 | 5 | 375 | [6 empty] | US | 0 | Ckts | 80 | Ft. Pole Length
526-01-05.4101 | 526- | 01- | 05.4101 | [7 empty] | W_M_375 | OHCollection | 5 | 5 | 05.4101 |  | Overhead Collection Cable: |  |  |  | Cable Size: | US | 0 | Lf. | Bluejay | 1.9305 |  | 0
526-01-05.4201 | 526- | 01- | 05.4201 | [7 empty] | W_M_376 | OHCollection | 5 | 5 | 05.4201 |  | Overhead Collection Structures: |  |  |  | Structure Type: | US | 0 | Ea. | Steel 12K | 9300.9244 |  | 0
526-01-05.4301 | 526- | 01- | 05.4301 | [7 empty] | W_M_377 | OHCollection | 5 | 5 | 05.4301 |  | Overhead Collection OPGW Cable: |  |  |  | OPGW Cable Type: | US | 0 | Lf. | 425 | 0 |  | 0
526-01-05.4401 | 526- | 01- | 05.4401 | [7 empty] | W_M_378 | OHCollection | 5 | 5 | 05.4401 |  | Overhead Collection Insulators |  |  |  | Insulators per Pole (3 included in Material Price): | US | 0 | Ea. |  | 0 |  | 0
526-01-05.4501 | 526- | 01- | 05.4501 | [7 empty] | W_M_379 | OHCollection | 5 | 5 | 05.4501 |  | Overhead Collection U/G to A/G interfaces |  |  |  | Interface U/G to A/G: | US | 0 | Ea. |  | 5000 |  | 0
526-01-05.4999 | 526- | 01- | 05.4999 | [7 empty] | W_M_380 | OHCollection | 5 | 5 | 05.4999 |  | Overhead collection Other |  |  |  | Other: | US | 0 | Ea. |  |  |  | 0
| Header |  | 5.5 | [7 empty] | W_M_381 | OHCollection | 5 | 5 | 5.5 |  | SCADA and COMMUNICATION |  |  |  |  | US |  |  | Remote Site?
528-01-05.5001 | 528- | 01- | 05.5001 |  |  |  |  | W_A_406 |  |  | W_M_382 | Micro | 5 | 5 | 05.5001 |  | Installation of Comunications to Project Site - by Owner |  |  |  |  | US | 1 | Lot | Yes | 444000 |  | 444000
526-01-05.5002 | 526- | 01- | 05.5002 | [7 empty] | W_M_383 | Collection | 5 | 5 | 05.5002 |  | Fiber Optic Cable - Low Strand (Armored or In Duct) |  |  |  |  | US | 293119.68 | Lf. |  | 0.55 |  | 161215.824
526-01-05.5003 | 526- | 01- | 05.5003 | [7 empty] | W_M_384 | Collection | 5 | 5 | 05.5003 |  | Fiber Optic Cable - High Strand (Armored or In Duct) |  |  |  |  | US | 328668.48 | Lf. |  | 0.79 |  | 259648.0992
526-01-05.5004 | 526- | 01- | 05.5004 | [7 empty] | W_M_385 | Collection | 5 | 5 | 05.5004 |  | Fiber Optic Cable - Conduit |  |  |  |  | US | 0 | Lf. |  | 0 |  | 0
[11 empty] | W_M_386 | Elect | 5 | 5 | 387 |  | SCADA - WTG, MET, Substation Sys. & Software: |  |  |  |  | US | 1 | Lot |  | 1060000 |  | 1060000
561-07-05.5005 | 561- | 07- | 05.5005 | [7 empty] | W_M_387 | Elect | 5 | 5 | 05.5005 |  | Supply Permanent WTG FAA Lights |  |  | L-864/L-810 |  | US | 106 | Ea. | 498.7142 | 2085 |  | 221010
561-07-05.5006 | 561- | 07- | 05.5006 |  |  | W_A_48 |  |  |  |  | W_M_388 | Elect | 5 | 5 | 05.5006 |  | Supply Aircraft Detection Lighting System |  |  |  |  | US | 2 | Ea. | SH HH | 332000 |  | 664000
561-07-05.5007 | 561- | 07- | 05.5007 |  |  |  |  | W_A_45 |  |  | W_M_389 | Elect | 5 | 5 | 05.5007 |  | Supply FAA Light Interface Cabinets |  |  |  |  | US | 0 | Ea. | 89 | 3481.5 |  | 0
561-06-99.3002 | 561- | 06- | 99.3002 | [7 empty] | W_M_390 | Elect | 5 | 5 | 99.3002 |  | E&C Supply Climb Assist |  |  |  |  | C | 106 | Ea. |  | 10000 |  | 1060000
561-06-99.3003 | 561- | 06- | 99.3003 | [7 empty] | W_M_391 | Elect | 5 | 5 | 99.3003 |  | E&C Supply WTG E-Locks / NERC CIP Locks |  |  |  |  | US | 106 | Ea. |  | 680 |  | 72080
[11 empty] | W_M_392 | Elect | 5 | 5 | 393 |  | SCADA - Substation RTU Comm., Sys. & Software: |  |  |  |  | US | 0 | Lot |  | 40000 |  | 0
[11 empty] | W_M_393 | Elect | 5 | 5 | 394 |  | PMI Comm., System & Software: |  |  |  |  | US | 0 | Lot |  | 16000 |  | 0
[11 empty] | W_M_394 | Elect | 5 | 5 | 395 |  | EWIS (Enterprise Wide Info. Sys.): |  |  |  |  | US | 0 | Lot |  | 50000 |  | 0
528-01-05.5999 | 528- | 01- | 05.5999 | [7 empty] | W_M_395 | Elect | 5 | 5 | 05.5999 |  | NEE Site Communication and Computer Systems |  |  |  |  | US | 1 | Lot |  | 106000 |  | 106000
[11 empty] | W_M_396 |  |  | - | 397 |  | - | - | - | - | - |  | - | - |  |  |  | -
[11 empty] | W_M_397 |  |  |  | 398 | [12 empty] | 24587119.6494
[11 empty] | W_M_398 |  |  |  | 399
| Header |  | 6.0 | [7 empty] | W_M_399 |  |  |  | 6.0 |  | COLL., COMM. & SCADA SYSTEMS - CONTRACTOR
[11 empty] | W_M_400 |  |  | - | 401 |  | - | - | - | - | - |  | - | - |  | - |  | -
[11 empty] | W_M_401 |  |  |  | 402
| Header |  | 6.1 | [7 empty] | W_M_402 | Collection | 6 | 6 | 6.1 |  | CONTRACTOR SETUP FOR COLL. & COMM.
327-01-06.1001 | 327- | 01- | 06.1001 | [7 empty] | W_M_403 | Collection | 6 | 6 | 06.1001 |  | Sub-Contractor's Mob/Demob For Coll. & Comm. |  |  |  |  | C | 1 | Lot |  | 582287.4372 |  | 582287.4372
327-01-06.1002 | 327- | 01- | 06.1002 | [7 empty] | W_M_404 | Collection | 6 | 6 | 06.1002 |  | Sub-Contractor's Temporary Power Install |  |  | includes comm |  | C | 1 | Lot |  | 94455.8124 |  | 94455.8124
327-01-06.1003 | 327- | 01- | 06.1003 | [7 empty] | W_M_405 | Collection | 6 | 6 | 06.1003 |  | Sub-Contractor's General Conditions |  |  |  |  | C | 1 | Lot |  | 377823.2495 |  | 377823.2495
| Header |  | 6.2 | [7 empty] | W_M_406 | Collection | 6 | 6 | 6.2 |  | CONTRACTOR COLL. & COMM. ENGINEERING |  |  |  |  | C
327-01-06.2001 | 327- | 01- | 06.2001 | [7 empty] | W_M_407 | Collection | 6 | 6 | 06.2001 |  | Elec. Collection System Detailed Design & Layout |  |  |  |  | C | 0 | Lot |  | 302500 |  | 0
327-01-06.2002 | 327- | 01- | 06.2002 | [7 empty] | W_M_408 | Collection | 6 | 6 | 06.2002 |  | Elec. Survey, Stake & Grub |  |  |  |  | C | 1 | Lot |  | 337773.9851 |  | 337773.9851
327-01-06.2003 | 327- | 01- | 06.2003 | [7 empty] | W_M_409 | Collection | 6 | 6 | 06.2003 |  | Collection System: Sub-surface Soil Investigation by Contractor |  |  | included above |  | C | 0 | Lot |  | 271654.9164 |  | 0
327-01-06.2004 | 327- | 01- | 06.2004 | [7 empty] | W_M_410 | Collection | 6 | 6 | 06.2004 |  | Elec. Signs, Location Markers |  |  |  |  | C | 1 | Lot |  | 148673.4487 |  | 148673.4487
327-01-06.2005 | 327- | 01- | 06.2005 | [7 empty] | W_M_411 | Collection | 6 | 6 | 06.2005 |  | Elec. Collection System Information for As Builts |  |  |  |  | C | 1 | Lot |  | 61963.0129 |  | 61963.0129
327-01-06.2006 | 327- | 01- | 06.2006 | [7 empty] | W_M_412 | Collection | 6 | 6 | 06.2006 |  | Collection & Elec. System QA/QC |  |  |  |  | C | 17.4456 | Mo. |  | 23236.1298 |  | 405367.8833
| Header |  | 6.3 | [7 empty] | W_M_413 | Elect | 6 | 6 | 6.3 |  | POWER CONVERSION UNITS |  |  |  |  | C
327-01-06.3001 | 327- | 01- | 06.3001 | [7 empty] | W_M_414 | Elect | 6 | 6 | 06.3001 |  | Unload / Install / Level "Pad Mount" Fiberglass Box Pad Transformers Fnds/Support |  |  |  |  | C | 106 | Ea. |  | 9823.4045 |  | 1041280.8757
327-01-06.3002 | 327- | 01- | 06.3002 | [7 empty] | W_M_415 | Elect | 6 | 6 | 06.3002 |  | Install SPCC For "Pad Mount" Transformers |  |  |  |  | C | 5 | Ea. | Verify % Each Site | 7556.465 |  | 37782.325
327-01-06.3003 | 327- | 01- | 06.3003 | [7 empty] | W_M_416 | Elect | 6 | 6 | 06.3003 |  | Unload / Set / Level / Install "Pad Mount" Transformer(s) |  |  |  |  | C | 106 | Ea. |  | 22669.395 |  | 2402955.8671
327-01-06.3004 | 327- | 01- | 06.3004 | [7 empty] | W_M_417 | Elect | 6 | 6 | 06.3004 |  | Unload "SPARE Pad Mount" Transformer(s) |  |  |  |  | C | 2 | Ea. |  | 755.6465 |  | 1511.293
327-01-06.3005 | 327- | 01- | 06.3005 | [7 empty] | W_M_418 | Elect | 6 | 6 | 06.3005 |  | Install Grounding for "Pad Mount" Transformers (Grounding Grid/Rods, etc.) |  |  |  |  | C | 106 | Ea. |  | 944.5581 |  | 100123.1611
| Header |  | 6.4 | [7 empty] | W_M_419 | Collection | 6 | 6 | 6.4 |  | PAD MOUNT J-BOXES |  |  |  |  | C
327-01-06.4001 | 327- | 01- | 06.4001 | [7 empty] | W_M_420 | Collection | 6 | 6 | 06.4001 |  | Set / Level / Install J-Boxes |  |  |  |  | C | 35 | Ea. |  | 25503.0693 |  | 892607.427
327-01-06.4002 | 327- | 01- | 06.4002 | [7 empty] | W_M_421 | Collection | 6 | 6 | 06.4002 |  | Set / Level / Install Padmount Metal Enclosed Switchgear |  |  |  |  | C | 0 | Ea. |  | 4344.9674 |  | 0
327-01-06.4003 | 327- | 01- | 06.4003 | [7 empty] | W_M_422 | Collection | 6 | 6 | 06.4003 |  | Install J-Box Grounding |  |  | (Grounding rods, etc.) |  | C | 35 | Ea. |  | 944.5581 |  | 33059.5343
327-01-06.4004 | 327- | 01- | 06.4004 | [7 empty] | W_M_423 | Collection | 6 | 6 | 06.4004 |  | Install Bollards & Rock for PMT & J-Boxes |  |  |  | (4 per J-Box) | C | 140 | Ea. |  | 566.7349 |  | 79342.8824
| Header |  | 6.5 | [7 empty] | W_M_424 | Collection | 6 | 6 | 6.5 |  | COLLECTION, CABLE & F.O. INSTALLATION TESTING |  |  |  |  | C
327-01-06.5001 | 327- | 01- | 06.5001 | [7 empty] | W_M_425 | Elect | 6 | 6 | 06.5001 |  | Electrical and Communication Testing and Check Out |  |  | Testing, Continuity, Megger, Grd Grid Resistance, PDIV, etc. |  | C | 1 | Lot |  | 434496.737 |  | 434496.737
[11 empty] | W_M_426 | Elect | 6 | 6 | 427 |  | Continuity Testing: |  |  |  |  | C | 0 | Lot |  |  |  | 0
[11 empty] | W_M_427 | Elect | 6 | 6 | 428 |  | Meggering: |  |  |  |  | C | 0 | Lot |  |  |  | 0
[11 empty] | W_M_428 | Elect | 6 | 6 | 429 |  | Grounding Grid Resistance: |  |  |  |  | C | 0 | Lot |  |  |  | 0
[11 empty] | W_M_429 | Elect | 6 | 6 | 430 |  | PDIV |  |  |  |  | C | 0 | Lot |  |  |  | 0
[11 empty] | W_M_430 | Elect | 6 | 6 | 431 |  | Hi POT |  |  |  |  | C | 0 | Lot |  |  |  | 0
[11 empty] | W_M_431 | Elect | 6 | 6 | 432 |  | db Loss (FO) |  |  |  |  | C | 0 | Lot |  |  |  | 0
| Header |  | 6.6 |  |  |  |  | W_A_28 |  |  | W_M_432 | Collection | 6 | 6 | 6.6 |  | UNDERGROUND COLLECTION INSTALLATION |  |  |  | Winter Construction?: | C |  |  | No
327-01-06.6001 | 327- | 01- | 06.6001 |  |  |  |  | W_A_99 |  |  | W_M_433 | Elect | 6 | 6 | 06.6001 |  | Install Power Cable LV - WTG to Pad Mount |  |  |  | Soil Hardness: | C | 106 | Ea. | High | 9459.1059 |  | 1002665.2274
327-01-06.6002 | 327- | 01- | 06.6002 | [7 empty] | W_M_434 | Trench | 6 | 6 | 06.6002 |  | Collection Trench W/FO (native backfill) |  |  |  | (Trench Footage) | C | 555168 | Lf. | 120% | 35.4456 | 0 | 19678252.445
327-01-06.6003 | 327- | 01- | 06.6003 | [7 empty] | W_M_435 | Trench | 6 | 6 | 06.6003 |  | Install Collection Cable: (1/0) Trench Footage |  |  |  | (Trench Footage) | C | 58158.6667 | Lf. |  | 0.8161 |  | 47463.1843
327-01-06.6004 | 327- | 01- | 06.6004 | [7 empty] | W_M_436 | Trench | 6 | 6 | 06.6004 |  | Install Collection Cable: (4/0) Trench Footage |  |  |  | (Trench Footage) | C | 14539.6667 | Lf. |  | 0.8161 |  | 11865.7961
327-01-06.6005 | 327- | 01- | 06.6005 | [7 empty] | W_M_437 | Trench | 6 | 6 | 06.6005 |  | Install Collection Cable: (500 kcmil) Trench Footage |  |  |  | (Trench Footage) | C | 58158.6667 | Lf. |  | 0.90678 |  | 52736.8714
327-01-06.6006 | 327- | 01- | 06.6006 | [7 empty] | W_M_438 | Trench | 6 | 6 | 06.6006 |  | Install Collection Cable: (750 kcmil) Trench Footage |  |  |  | (Trench Footage) | C | 58158.6667 | Lf. |  | 1.0201 |  | 59328.9804
327-01-06.6007 | 327- | 01- | 06.6007 | [7 empty] | W_M_439 | Trench | 6 | 6 | 06.6007 |  | Install Collection Cable: (1,000 kcmil) Trench Footage |  |  |  | (Trench Footage) | C | 14539.6667 | Lf. |  | 1.1659 |  | 16951.1372
327-01-06.6008 | 327- | 01- | 06.6008 | [7 empty] | W_M_440 | Trench | 6 | 6 | 06.6008 |  | Install Collection Cable: (1,250 kcmil) Trench Footage |  |  |  | (Trench Footage) | C | 116849.4667 | Lf. |  | 1.3602 |  | 158934.4027
327-01-06.6009 | 327- | 01- | 06.6009 | [7 empty] | W_M_441 | Trench | 6 | 6 | 06.6009 |  | Install Collection Cable: (1,500 kcmil) Trench Footage |  |  |  | (Trench Footage) | C | 234763.2 | Lf. |  | 1.6322 |  | 383179.6588
[11 empty] | W_M_442 | Collection | 6 | 6 | 443 |  | ENGINEERED BACKFILL MATERIAL CATEGORY: |  |  |  |  | C
327-01-06.6101 | 327- | 01- | 06.6101 | [7 empty] | W_M_443 | Collection | 6 | 6 | 06.6101 |  | Backfill Category A: Minimum Compaction |  |  |  |  | C | 0 | Cy. | 0% | 94.4558 |  | 0
327-01-06.6102 | 327- | 01- | 06.6102 | [7 empty] | W_M_444 | Collection | 6 | 6 | 06.6102 |  | Backfill Category B: Moderate Compaction |  |  |  |  | C | 0 | Cy. | 0% | 132.2381 |  | 0
327-01-06.6103 | 327- | 01- | 06.6103 | [7 empty] | W_M_445 | Collection | 6 | 6 | 06.6103 |  | Backfill Category C: Granular Backfill |  |  |  |  | C | 0 | Cy. | 0% | 151.1293 |  | 0
327-01-06.6104 | 327- | 01- | 06.6104 | [7 empty] | W_M_446 | Collection | 6 | 6 | 06.6104 |  | Backfill Category D: Fluidized Thermal BF |  |  |  |  | C | 0 | Cy. | 0% | 377.8232 |  | 0
327-01-06.6105 | 327- | 01- | 06.6105 | [7 empty] | W_M_447 | Collection | 6 | 6 | 06.6105 |  | Underground Collection Special Conditions |  | Imbedded Cable Duct Bank in Flood Areas |  |  | C |  | Ea. | 0 |  |  | 0
[11 empty] | W_M_448 | Collection | 6 | 6 | 449 |  | COLLECTION CABLE SPLICES W/MATERIALS |  |  |  | Spacing Lf. | C
327-01-06.6301 | 327- | 01- | 06.6301 | [7 empty] | W_M_449 | Collection | 6 | 6 | 06.6301 |  | Coll. Cable Splices: (1/0) (per location) |  |  |  | 13800 | C | 21 | Ea. |  | 7140.8594 |  | 149958.0477
327-01-06.6302 | 327- | 01- | 06.6302 | [7 empty] | W_M_450 | Collection | 6 | 6 | 06.6302 |  | Coll. Cable Splices: (4/0) (per location) |  |  |  | 11200 | C | 6 | Ea. |  | 7322.2146 |  | 43933.2875
327-01-06.6303 | 327- | 01- | 06.6303 | [7 empty] | W_M_451 | Collection | 6 | 6 | 06.6303 |  | Coll. Cable Splices: (500) (per location) |  |  |  | 7100 | C | 25 | Ea. |  | 7503.5697 |  | 187589.2434
327-01-06.6304 | 327- | 01- | 06.6304 | [7 empty] | W_M_452 | Collection | 6 | 6 | 06.6304 |  | Coll. Cable Splices: (750) (per location) |  |  |  | 5800 | C | 27 | Ea. |  | 8433.0149 |  | 227691.4031
327-01-06.6305 | 327- | 01- | 06.6305 | [7 empty] | W_M_453 | Collection | 6 | 6 | 06.6305 |  | Coll. Cable Splices: (1000) (per location) |  |  |  | 5000 | C | 7 | Ea. |  | 9079.0927 |  | 63553.6488
327-01-06.6306 | 327- | 01- | 06.6306 | [7 empty] | W_M_454 | Collection | 6 | 6 | 06.6306 |  | Coll. Cable Splices: (1250) (per location) |  |  |  | 4200 | C | 62 | Ea. |  | 9441.803 |  | 585391.7864
327-01-06.6307 | 327- | 01- | 06.6307 | [7 empty] | W_M_455 | Collection | 6 | 6 | 06.6307 |  | Coll. Cable Splices: (1500) (per location) |  |  |  | 4000 | C | 126 | Ea. |  | 9804.5133 |  | 1235368.679
[11 empty] | W_M_456 | Collection | 6 | 6 | 457 |  | COLLECTION CABLE TERMINATIONS W/MATERIALS |  |  |  |  | C
327-01-06.6401 | 327- | 01- | 06.6401 | [7 empty] | W_M_457 | Collection | 6 | 6 | 06.6401 |  | Coll. Cable Terminations (1/0) at Substation (per location) |  |  |  |  | C | 0 | Ea. |  | 5894.0427 |  | 0
327-01-06.6402 | 327- | 01- | 06.6402 | [7 empty] | W_M_458 | Collection | 6 | 6 | 06.6402 |  | Coll. Cable Terminations (4/0) at Substation (per location) |  |  |  |  | C | 0 | Ea. |  | 6256.753 |  | 0
327-01-06.6403 | 327- | 01- | 06.6403 | [7 empty] | W_M_459 | Collection | 6 | 6 | 06.6403 |  | Coll. Cable Terminations (500) at Substation (per location) |  |  |  |  | C | 0 | Ea. |  | 6619.4633 |  | 0
327-01-06.6404 | 327- | 01- | 06.6404 | [7 empty] | W_M_460 | Collection | 6 | 6 | 06.6404 |  | Coll. Cable Terminations (750) at Substation (per location) |  |  |  |  | C | 0 | Ea. |  | 6982.1737 |  | 0
327-01-06.6405 | 327- | 01- | 06.6405 | [7 empty] | W_M_461 | Collection | 6 | 6 | 06.6405 |  | Coll. Cable Terminations (1000) at Substation (per location) |  |  |  |  | C | 0 | Ea. |  | 8637.0395 |  | 0
327-01-06.6406 | 327- | 01- | 06.6406 | [7 empty] | W_M_462 | Collection | 6 | 6 | 06.6406 |  | Coll. Cable Terminations (1250) at Substation (per location) |  |  |  |  | C | 3 | Ea. |  | 8716.3824 |  | 26149.1471
327-01-06.6407 | 327- | 01- | 06.6407 | [7 empty] | W_M_463 | Collection | 6 | 6 | 06.6407 |  | Coll. Cable Terminations (1500) at Substation (per location) |  |  |  |  | C | 12 | Ea. |  | 9079.0927 |  | 108949.1122
[11 empty] | W_M_464 | Collection | 6 | 6 | 465 |  | COLLECTION CABLE GROUNDING/CROSSBOUNDING W/MATERIALS |  |  |  |  | C
327-01-06.6510 | 327- | 01- | 06.6510 | [7 empty] | W_M_465 | Collection | 6 | 6 | 06.6510 |  | Bare Ground Cable in Trench |  | 7 Str No. 9 Copperweld |  |  | C | 293454 | Lf. |  | 0.37782 |  | 110873.7439
327-01-06.6511 | 327- | 01- | 06.6511 | [7 empty] | W_M_466 | Collection | 6 | 6 | 06.6511 |  | Cable Cross Bonding |  | (HR Cable at 3000' Spacing) |  |  | C | 0 | Ea. |  | 7556.465 |  | 0
327-01-06.6512 | 327- | 01- | 06.6512 | [7 empty] | W_M_467 | Collection | 6 | 6 | 06.6512 |  | Ground Points, Coll. Cable: (1/0) |  |  |  | (1320 ft min. spacing) | C | 0 | Ea. | No | 1889.1162 |  | 0
327-01-06.6513 | 327- | 01- | 06.6513 | [7 empty] | W_M_468 | Collection | 6 | 6 | 06.6513 |  | Ground Points, Coll. Cable: (4/0) |  |  |  | (1320 ft min. spacing) | C | 0 | Ea. |  | 1889.1162 |  | 0
327-01-06.6514 | 327- | 01- | 06.6514 | [7 empty] | W_M_469 | Collection | 6 | 6 | 06.6514 |  | Ground Points, Coll. Cable: (500) |  |  |  | (1320 ft min. spacing) | C | 0 | Ea. |  | 1889.1162 |  | 0
327-01-06.6515 | 327- | 01- | 06.6515 | [7 empty] | W_M_470 | Collection | 6 | 6 | 06.6515 |  | Ground Points, Coll. Cable: (750) |  |  |  | (1320 ft min. spacing) | C | 0 | Ea. |  | 1889.1162 |  | 0
327-01-06.6516 | 327- | 01- | 06.6516 | [7 empty] | W_M_471 | Collection | 6 | 6 | 06.6516 |  | Ground Points, Coll. Cable: (1000) |  |  |  | (1320 ft min. spacing) | C | 0 | Ea. |  | 1889.1162 |  | 0
327-01-06.6517 | 327- | 01- | 06.6517 | [7 empty] | W_M_472 | Collection | 6 | 6 | 06.6517 |  | Ground Points, Coll. Cable: (1250) |  |  |  | (1320 ft min. spacing) | C | 0 | Ea. |  | 1889.1162 |  | 0
327-01-06.6518 | 327- | 01- | 06.6518 | [7 empty] | W_M_473 | Collection | 6 | 6 | 06.6518 |  | Ground Points, Coll. Cable: (1500) |  |  |  | (1320 ft min. spacing) | C | 0 | Ea. |  | 1889.1162 |  | 0
[11 empty] | W_M_474 | Collection | 6 | 6 | 475 |  | OTHER ELECTRICAL |  |  |  |  | C
327-01-06.6601 | 327- | 01- | 06.6601 | [7 empty] | W_M_475 | Collection | 6 | 6 | 06.6601 |  | Install Fault Detectors / Indicators: |  |  |  |  | C | 139.98 | Set |  | 755.6465 |  | 105775.3969
327-01-06.6602 | 327- | 01- | 06.6602 | [7 empty] | W_M_476 | Collection | 6 | 6 | 06.6602 |  | Install Surge/Lightning Arrestors: |  |  |  | (Beginning of WTG Strings, J-Boxes & Grd X-formers) | C | 63 | Ea. |  | 377.8232 |  | 23802.8647
| Header |  | 6.7 | [7 empty] | W_M_477 | OHCollection | 6 | 6 | 6.7 |  | OVERHEAD COLLECTION INSTALLATION |  |  |  |  | C
[11 empty] | W_M_478 | OHCollection | 6 | 6 | 479 |  |  |  |  | 34.5 kV Overhead Collection / Home Run: |  | C |  | 34.5 kV Only
327-01-06.7100 | 327- | 01- | 06.7100 | [7 empty] | W_M_479 | OHCollection | 6 | 6 | 06.7100 |  | Installation of Overhead Collection Cable: |  |  |  | Cable: | C | 0 | Lf. |  | 19.0468 |  | 0
327-01-06.7200 | 327- | 01- | 06.7200 | [7 empty] | W_M_480 | OHCollection | 6 | 6 | 06.7200 |  | Installation of Overhead Collection Structures: |  |  |  | Structure: | C | 0 | Ea. |  | 10502.8166 |  | 0
327-01-06.7300 | 327- | 01- | 06.7300 | [7 empty] | W_M_481 | OHCollection | 6 | 6 | 06.7300 |  | Installation of Overhead Collection OPGW Cable: |  |  |  | OPGW: | C | 0 | Lf. |  | 2.1467 |  | 0
327-01-06.7400 | 327- | 01- | 06.7400 | [7 empty] | W_M_482 | OHCollection | 6 | 6 | 06.7400 |  | Installation of Overhead Collection Insulators |  |  |  | Braced Insulators: | C | 0 | Ea. |  | 1530.1842 |  | 0
327-01-06.7500 | 327- | 01- | 06.7500 | [7 empty] | W_M_483 | OHCollection | 6 | 6 | 06.7500 |  | Installation of Overhead Collection U/G to A/G interfaces |  |  |  |  | C | 0 | Ea. | % Rock | 9445.5812 |  | 0
327-01-06.7999 | 327- | 01- | 06.7999 | [7 empty] | W_M_484 | OHCollection | 6 | 6 | 06.7999 |  | Installation of Overhead Collection Other |  |  |  | Foundation / Casing | C | 0 | Ea. | 25% | 11831.9727 |  | 0
| Header |  | 6.8 | [7 empty] | W_M_485 | OHCollection | 6 | 6 | 6.8 |  | FIBER OPTIC WORK |  |  |  |  | C
327-01-06.8001 | 327- | 01- | 06.8001 | [7 empty] | W_M_486 | Collection | 6 | 6 | 06.8001 |  | F.O. Cable Only - Installation |  |  |  | Native Backfill W/Screening | C | 18020 | Lf. |  | 7.5565 |  | 136167.4991
327-01-06.8002 | 327- | 01- | 06.8002 | [7 empty] | W_M_487 | Collection | 6 | 6 | 06.8002 |  | F.O. Cable Terminations and Testing (WTGs / Collection System) |  |  |  |  | C | 212 | Ea. |  | 1133.4697 |  | 240295.5867
327-01-06.8003 | 327- | 01- | 06.8003 | [7 empty] | W_M_488 | Collection | 6 | 6 | 06.8003 |  | F.O. Cable Terminations and Testing: (Substation, O&M Building and Others) |  |  |  |  | C | 28 | Ea. |  | 2644.7627 |  | 74053.3569
327-01-06.8004 | 327- | 01- | 06.8004 | [7 empty] | W_M_489 | Collection | 6 | 6 | 06.8004 |  | F.O. Cable Patch Panels/Splice Boxes: |  |  |  |  | C | 37 | Ea. |  | 3778.2325 |  | 139794.6023
| Header |  | 6.9 | [7 empty] | W_M_490 | Collection | 6 | 6 | 6.9 |  | COLL. & COMM. CROSSINGS |  |  |  |  | C
327-01-06.9001 | 327- | 01- | 06.9001 | [7 empty] | W_M_491 | Bores | 6 | 6 | 06.9001 |  | Elec.: Horizonal Borings |  |  |  | Percent Rock | C | 23250 | Lf. | 215% | 327.2894 |  | 7609478.3154
327-01-06.9002 | 327- | 01- | 06.9002 | [7 empty] | W_M_492 | Bores | 6 | 6 | 06.9002 |  | Elec.: Horizonal Boring Pits |  |  |  | Assume 1 pit per bore location | C | 155 | Ea. |  | 1133.4697 |  | 175687.811
327-01-06.9003 | 327- | 01- | 06.9003 | [7 empty] | W_M_493 | Drains | 6 | 6 | 06.9003 |  | Elec.: Drainage Tile repair Work |  |  |  |  | C | 2775.84 | Ea. | State Multiplier | 377.8232 |  | 1048776.889
327-01-06.9004 | 327- | 01- | 06.9004 | [7 empty] | W_M_494 | Drains | 6 | 6 | 06.9004 |  | Elec.: Overhead Crossing's - Highway's, Water, R.R. etc. |  |  |  | (150Lf. Per Incident) | C | 0 | Lf. |  | 94.4558 |  | 0
[11 empty] | W_M_495 |  |  | - | 496 |  | - | - | - | - | - |  | - | - |  | - |  | -
[11 empty] | W_M_496 |  |  |  | 497 |  |  |  | OH Collection $/Mile |  | Borings % |  | 4.2% |  |  | 0 |  | 40736173.0563
[11 empty] | W_M_497 |  |  |  | 498 |  |  |  | UG Collection $/Mile
[6 empty] | W_A_106 |  |  |  |  | W_M_498 |  |  |  | 499 | [7 empty] | 500 | HV VoLotage |  | 0 | Lf, HV Bus High
| Header |  | 7.0 |  |  | W_A_110 |  |  |  |  | W_M_499 |  |  |  | 7.0 |  | SUBSTATION MATERIAL | [5 empty] | 170 | XFMR MVA |  | 227 | Lf, HV Bus Low
[6 empty] | W_A_108 |  |  |  |  | W_M_500 |  |  |  | 501 | [7 empty] | Standard | Special SS
| Header |  | 7.1 | [7 empty] | W_M_501 |  | 7.1 | 7 | 7.1 |  | MAIN POWER TRANSFORMER | Note: Add above 3,500 Ft |  | add 5% to CY Equipment |  |  |  |  | LTC?
541-01-07.1001 | 541- | 01- | 07.1001 |  |  | W_A_109 |  |  |  |  | W_M_502 | Xfmr | 7.1 | 7 | 07.1001 |  | Main Transformer - Equipment, Shipping and Dress Out |  |  |  |  | US | 2 | Ea. | LTC | 6677336.5575 |  | 13354673.115
| Header |  | 7.2 | [7 empty] | W_M_503 | Special | 7 | 7 | 7.2 |  | SPECIAL SUBSTATION COSTS |  |  |  |  | US |  |  | Size of Cap Banks in Mvars
541-10-07.2001 | 541- | 10- | 07.2001 |  |  | W_A_114 |  | W_A_115 |  |  | W_M_504 | Special | 7 | 7 | 07.2001 |  | Shunt Capacitor Banks - HV |  |  |  | HV | US | 0 | Ea. | 0 | 150000 |  | 0
541-10-07.2002 | 541- | 10- | 07.2002 | [7 empty] | W_M_505 | Special | 7 | 7 | 07.2002 |  | Series Capacitor Banks - HV |  | "SPECIAL" See Engineering |  | HV | US | 0 | Ea. | 0 | 187500 |  | 0
541-10-07.2003 | 541- | 10- | 07.2003 |  |  | W_A_114 |  | W_A_115 |  |  | W_M_506 | Special | 7 | 7 | 07.2003 |  | Shunt Capacitor Banks - LV |  |  |  | LV | US | 1 | Ea. | 9 | 30000 |  | 30000
541-10-07.2004 | 541- | 10- | 07.2004 | [7 empty] | W_M_507 | Special | 7 | 7 | 07.2004 |  | Series Capacitor Banks - LV |  | "SPECIAL" See Engineering |  | LV | US | 0 | Ea. | 0 | 37500 |  | 0
541-10-07.2005 | 541- | 10- | 07.2005 |  | a | W_A_116 |  | W_A_117 |  |  | W_M_508 | Special | 7 | 7 | 07.2005 |  | Reactor Banks |  | Air Core <138kV |  | LV | US | 0 | Ea. | 0 | 0 |  | 0
541-10-07.2006 | 541- | 10- | 07.2006 | [7 empty] | W_M_509 | Special | 7 | 7 | 07.2006 |  | Harmonic Filters |  | Not needed anymore! |  | LV | US | 0 | Lot | 0 | 0 |  | 0
541-10-07.2007 | 541- | 10- | 07.2007 | [7 empty] | W_M_510 | Special | 7 | 7 | 07.2007 |  | Wave Trap |  |  |  |  | US | 0 | Ea. |  | 32000 |  | 0
541-10-07.2008 | 541- | 10- | 07.2008 |  |  |  |  | W_A_113 |  |  | W_M_511 | Special | 7 | 7 | 07.2008 |  | Line Trap - HV |  |  |  |  | US | 0 | Ea. | LV | 40000 |  | 0
541-10-07.2009 | 541- | 10- | 07.2009 | [7 empty] | W_M_512 | Special | 7 | 7 | 07.2009 |  | Line Trap - LV |  |  |  |  | US | 0 | Ea. |  | 7000 |  | 0
541-10-07.2010 | 541- | 10- | 07.2010 | [7 empty] | W_M_513 | Special | 7 | 7 | 07.2010 |  | Line Tuner - HV |  |  |  |  | US | 0 | Ea. |  | 12000 |  | 0
541-10-07.2011 | 541- | 10- | 07.2011 | [7 empty] | W_M_514 | Special | 7 | 7 | 07.2011 |  | Line Tuner - LV |  |  |  |  | US | 0 | Ea. |  | 4000 |  | 0
541-10-07.2012 | 541- | 10- | 07.2012 | [7 empty] | W_M_515 | Special | 7 | 7 | 07.2012 |  | 3-Phase Voltage Regulators |  |  |  |  | US | 0 | Ea. |  | 0 |  | 0
541-10-07.2013 | 541- | 10- | 07.2013 | [7 empty] | W_M_516 | Special | 7 | 7 | 07.2013 |  | Circuit Switcher - HV |  |  |  |  | US | 0 | Ea. |  | 0 |  | 0
541-10-07.2014 | 541- | 10- | 07.2014 | [7 empty] | W_M_517 | Special | 7 | 7 | 07.2014 |  | Circuit Switcher - LV |  |  |  |  | US | 1 | Ea. |  | 0 |  | 0
541-10-07.2015 | 541- | 10- | 07.2015 | [7 empty] | W_M_518 | Special | 7 | 7 | 07.2015 |  | Dynamic Volt-Amp Reactive (DVAR) Compensation |  | "SPECIAL" See Engineering |  |  | US | 0 | Ea. |  | 0 |  | 0
541-10-07.2016 | 541- | 10- | 07.2016 | [7 empty] | W_M_519 | Special | 7 | 7 | 07.2016 |  | Static VAR Compensator (SVC) |  | "SPECIAL" See Engineering |  |  | US | 0 | Ea. |  | 0 |  | 0
541-10-07.2017 | 541- | 10- | 07.2017 | [7 empty] | W_M_520 | Special | 7 | 7 | 07.2017 |  | Synchronous Condenser |  | "SPECIAL" See Engineering |  |  | US | 0 | Ea. |  | 0 |  | 0
541-10-07.2018 | 541- | 10- | 07.2018 | [7 empty] | W_M_521 | Special | 7 | 7 | 07.2018 |  | Static Synchronous Compensator (Statcom) |  | "SPECIAL" See Engineering |  |  | US | 0 | Ea. |  | 0 |  | 0
541-10-07.2019 | 541- | 10- | 07.2019 | [7 empty] | W_M_522 | Special | 7 | 7 | 07.2019 |  | Backup Power Supply / Generator |  |  |  | LV | US | 0 | Ea. |  | 0 |  | 0
[11 empty] | W_M_523 |  |  |  | 524 |  | GROUNDING TRANSFORMERS
541-10-07.2901 | 541- | 10- | 07.2901 | [7 empty] | W_M_524 | SubM | 7 | 7 | 07.2901 |  | Grounding Transformers |  |  |  |  | US | 3 | Ea. |  | 23000 |  | 69000
541-10-07.2902 | 541- | 10- | 07.2902 | [7 empty] | W_M_525 | SubM | 7 | 7 | 07.2902 |  | Grounding Transformer Foundation/Support Fiberglass Box Pad |  |  |  |  | US | 3 | Ea. |  | 1350 |  | 4050
| Header |  | 7.3 | [7 empty] | W_M_526 | SubM | 7 | 7 | 7.3 |  | BREAKERS - HV/LV |  |  |  |  | US
541-10-07.3001 | 541- | 10- | 07.3001 |  | a | W_A_111 |  |  |  |  | W_M_527 | SubM | 7 | 7 | 07.3001 |  | Breakers - HV Type 1 |  |  |  |  | US | 2 | Ea. | 2 | 425000 |  | 850000
541-10-07.3002 | 541- | 10- | 07.3002 |  | a | [5 empty] | W_M_528 | Special | 7 | 7 | 07.3002 |  | Breakers - HV Type 2 |  | Cap Bank breaker | or battery breaker |  | US | 0 | Ea. |  | 637500 |  | 0
541-10-07.3003 | 541- | 10- | 07.3003 | [7 empty] | W_M_529 | SubM | 7 | 7 | 07.3003 |  | Breakers - LV Type 1 |  | 34.5-2000A |  |  | US | 3 | Ea. |  | 45000 |  | 135000
541-10-07.3004 | 541- | 10- | 07.3004 | [7 empty] | W_M_530 | SubM | 7 | 7 | 07.3004 |  | Breakers - LV Type 2 |  |  |  |  | US | 1 | Ea. |  | 45000 |  | 45000
| Header |  | 7.4 | [7 empty] | W_M_531 | SubM | 7 | 7 | 7.4 |  | SWITCHES - HV/LV |  |  |  |  | US
541-10-07.4001 | 541- | 10- | 07.4001 |  | a | [5 empty] | W_M_532 | SubM | 7 | 7 | 07.4001 |  | Disconnect Switches - HV Type 1 |  |  |  |  | US | 4 | Ea. |  | 100845 |  | 403380
541-10-07.4002 | 541- | 10- | 07.4002 |  | a | [5 empty] | W_M_533 | SubM | 7 | 7 | 07.4002 |  | Disconnect Switches - HV Type 2 |  |  |  |  | US | 0 | Ea. |  | 81675 |  | 0
541-10-07.4003 | 541- | 10- | 07.4003 | [7 empty] | W_M_534 | SubM | 7 | 7 | 07.4003 |  | Disconnect Switches - LV Type 1 |  |  |  |  | US | 66 | Ea. |  | 1500 |  | 99000
541-10-07.4004 | 541- | 10- | 07.4004 | [7 empty] | W_M_535 | SubM | 7 | 7 | 07.4004 |  | Disconnect Switches - LV Type 2 |  |  | Switch 34.5kV |  | US | 0 | Ea. |  | 9000 |  | 0
541-10-07.4005 | 541- | 10- | 07.4005 | [7 empty] | W_M_536 |  | 7 | 7 | 07.4005 |  | Disconnect Switches - HV Type 3 | [5 empty] | 0 | Ea. |  | 0 |  | 0
541-10-07.4006 | 541- | 10- | 07.4006 | [7 empty] | W_M_537 |  | 7 | 7 | 07.4006 |  | Disconnect Switches - LV Type 3 | [5 empty] | 0 | Ea. |  | 0 |  | 0
| Header |  | 7.5 | [7 empty] | W_M_538 | SubM | 7 | 7 | 7.5 |  | METERING UNITS |  |  |  |  | US
541-10-07.5001 | 541- | 10- | 07.5001 |  | a | [5 empty] | W_M_539 | SubM | 7 | 7 | 07.5001 |  | CVT Unit: - HV | Current Voltage Transformer |  |  |  | US | 6 | Ea. |  | 21000 |  | 126000
541-10-07.5002 | 541- | 10- | 07.5002 | [7 empty] | W_M_540 | SubM | 7 | 7 | 07.5002 |  | CVT Unit: - LV | Current Voltage Transformer |  |  |  | US | 6 | Ea. |  | 6000 |  | 36000
541-10-07.5003 | 541- | 10- | 07.5003 |  | a | [5 empty] | W_M_541 | SubM | 7 | 7 | 07.5003 |  | CT Unit: | Current Metering Transformer |  | Non Standard Equipment |  | US | 0 | Ea. |  | 37500 |  | 0
541-10-07.5004 | 541- | 10- | 07.5004 |  | a | [5 empty] | W_M_542 | SubM | 7 | 7 | 07.5004 |  | PT Unit: | Potential Metering Transformer |  | Non Standard Equipment |  | US | 0 | Ea. |  | 37500 |  | 0
541-10-07.5005 | 541- | 10- | 07.5005 |  | a | [5 empty] | W_M_543 | SubM | 7 | 7 | 07.5005 |  | Combo CT/PT Unit: | CT/PT Combined Metering Unit |  | Non Standard Equipment |  | US | 0 | Ea. |  | 112500 |  | 0
541-10-07.5006 | 541- | 10- | 07.5006 |  | a | [5 empty] | W_M_544 | SubM | 7 | 7 | 07.5006 |  | Revenue Meter |  |  | Non Standard Equipment |  | US | 0 | Ea. |  | 112500 |  | 0
| Header |  | 7.6 | [7 empty] | W_M_545 | SubM | 7 | 7 | 7.6 |  | BALANCE OF EQUIPMENT |  |  |  |  | US
541-10-07.6001 | 541- | 10- | 07.6001 | [7 empty] | W_M_546 | SubM | 7 | 7 | 07.6001 |  | Station Service Transformer |  |  |  |  | US | 1 | Ea. |  | 7200 |  | 7200
541-10-07.6002 | 541- | 10- | 07.6002 |  | a | [5 empty] | W_M_547 | SubM | 7 | 7 | 07.6002 |  | Line Relay Panel |  |  |  |  | US | 0 | Ea. |  | 50000 |  | 0
541-10-07.6003 | 541- | 10- | 07.6003 |  | a | [5 empty] | W_M_548 | SubM | 7 | 7 | 07.6003 |  | CCVT'S | (Coupled Capacitance Voltage X-Former's) |  |  |  | US | 6 | Ea. |  | 21000 |  | 126000
541-10-07.6004 | 541- | 10- | 07.6004 | [7 empty] | W_M_549 | SubM | 7 | 7 | 07.6004 |  | Neutral Reactor | 34.5 kV Voltage |  |  |  | US | 2 | Ea. |  | 16400 |  | 32800
541-10-07.6005 | 541- | 10- | 07.6005 |  | a | [5 empty] | W_M_550 | SubM | 7 | 7 | 07.6005 |  | Surge Arrestor - HV | High Voltage |  |  |  | US | 9 | Ea. |  | 16355 |  | 147195
541-10-07.6006 | 541- | 10- | 07.6006 | [7 empty] | W_M_551 | SubM | 7 | 7 | 07.6006 |  | Surge Arrestor - LV | 34.5 kV Voltage |  |  |  | US | 9 | Ea. | High Bay | 585 |  | 5265
541-10-07.6007 | 541- | 10- | 07.6007 |  | a | [5 empty] | W_M_552 | SubM | 7 | 7 | 07.6007 |  | Busswork, Rigid, 3 - phase - HV |  |  | BusR |  | US | 260.375 | Lf | 33.375 | 180 |  | 46867.5
541-10-07.6008 | 541- | 10- | 07.6008 |  | a | [5 empty] | W_M_553 | SubM | 7 | 7 | 07.6008 |  | Busswork, Rigid, 3 - phase - LV |  |  |  |  | US | 153 | Lf |  | 96 |  | 14688
541-10-07.6009 | 541- | 10- | 07.6009 |  | a | [5 empty] | W_M_554 | SubM | 7 | 7 | 07.6009 |  | Busswork, Cable, 3 - phase - HV |  |  |  |  | US | 136 | Lf |  | 36 |  | 4896
541-10-07.6010 | 541- | 10- | 07.6010 |  | a | [5 empty] | W_M_555 | SubM | 7 | 7 | 07.6010 |  | Busswork, Cable, 3 - phase - LV |  |  | BusC |  | US | 80 | Lf |  | 36 |  | 2880
541-10-07.6011 | 541- | 10- | 07.6011 |  | a | [5 empty] | W_M_556 | SubM | 7 | 7 | 07.6011 |  | Insulators - HV | High Voltage |  |  |  | US | 12 | Ea. |  | 2000 |  | 24000
541-10-07.6012 | 541- | 10- | 07.6012 | [7 empty] | W_M_557 | SubM | 7 | 7 | 07.6012 |  | Insulators - LV | 34.5 kV Voltage |  | Insulators |  | US | 30 | Ea. |  | 200 |  | 6000
541-10-07.6013 | 541- | 10- | 07.6013 | [7 empty] | W_M_558 | SubM | 7 | 7 | 07.6013 |  | Control House |  |  |  |  | US | 1 | Ea. | Regular | 592989.7924 |  | 592989.7924
541-10-07.6014 | 541- | 10- | 07.6014 | [7 empty] | W_M_559 | SubM | 7 | 7 | 07.6014 |  | Modular Substation |  |  |  |  | US | 0 | Ea. |  | 0 |  | 0
541-10-07.6015 | 541- | 10- | 07.6015 | [7 empty] | W_M_560 | SubM | 7 | 7 | 07.6015 |  | Switchgear Building | need to add manually add bulks |  |  |  | US | 0 | Ea. |  | 0 |  | 0
541-10-07.6016 | 541- | 10- | 07.6016 | [7 empty] | W_M_561 | SubM | 7 | 7 | 07.6016 |  | Battery Vault | need to add manually add bulks |  |  |  | US | 0 | Ea. |  | 0 |  | 0
541-10-07.6017 | 541- | 10- | 07.6017 | [7 empty] | W_M_562 | SubM | 7 | 7 | 07.6017 |  | Voltage Transformer | need to add manually add bulks |  |  |  | US | 0 | Ea. |  | 0 |  | 0
| Header |  | 7.7 | [7 empty] | W_M_563 | SubM | 7 | 7 | 7.7 |  | SUBSTATION BULKS: |  |  |  |  | US
541-10-07.7001 | 541- | 10- | 07.7001 | [7 empty] | W_M_564 | SubM | 7 | 7 | 07.7001 |  | Fiber Splice Box |  |  |  |  | US | 1 | Ea. |  | 14000 |  | 14000
541-10-07.7002 | 541- | 10- | 07.7002 | [7 empty] | W_M_565 | SubM | 7 | 7 | 07.7002 |  | Support Steel Structures |  |  |  |  | US | 1 | Lot |  | 532781.2029 |  | 532781.2029
[11 empty] | W_M_566 | SubM | 7 | 7 | 567 |  | HV Side: | Quantities Displayed Below are per Each |  |  | Code: | US | Steel,Lbs | Qty | Conc,Cy | Conduit, Ft.
[11 empty] | W_M_567 | SubM |  | 7 | 568 |  | Transformer |  |  |  | xfmr | US | 2500 | 2 | 92.2101 | 900
[11 empty] | W_M_568 | SubM |  | 7 | 569 |  | Capacitor Banks-HV (Shunt) |  |  |  | CapBk | US | 0 | 0 | 33.6111 | 850
[11 empty] | W_M_569 | SubM |  | 7 | 570 |  | Circuit Breaker |  |  |  | Cb | US | 0 | 2 | 12.3333 | 500
[11 empty] | W_M_570 | SubM |  | 7 | 571 |  | Switch Motor |  |  |  | SWHV | US | 7700 | 4 | 14.9226 | 500
[11 empty] | W_M_571 | SubM |  | 7 | 572 |  | Current Voltage Transformer |  |  |  | CVTHV | US | 500 | 6 | 1.9999 | 150
[11 empty] | W_M_572 | SubM |  | 7 | 573 |  | Surge Arrestors, High Bay (1 per phase) |  |  |  | SAHBHV | US | 1200 | 4.5 | 5.7014 | 50
[11 empty] | W_M_573 | SubM |  | 7 | 574 |  | Surge Arrestors, Low Bay (1 per phase) |  |  |  | SALBHV | US | 510 | 4.5 | 1.9999 | 40
[11 empty] | W_M_574 | SubM |  | 7 | 575 |  | Takeoff Tower, H-Frame |  | A-Frame Preferred |  | TOH | US | 38000 | 0 | 39.2873 | 300
[7 empty] | W_A_112 |  |  |  | W_M_575 | SubM |  | 7 | 576 |  | Takeoff Tower, A-Frame |  |  |  | TOA | US | 48000 | 1 | 16.5577 | 300
[11 empty] | W_M_576 | SubM |  | 7 | 577 |  | Bus Supports. High (3 -phases) |  |  |  | BusH | US | 4465.2684 | 1 | 7.358
[11 empty] | W_M_577 | SubM |  | 7 | 578 |  | Bus Supports. Low (3-phases) |  |  |  | BusL | US | 2713.0482 | 1 | 5.674
[11 empty] | W_M_578 | SubM |  | 7 | 579 |  | Special Equipment
[11 empty] | W_M_579 | SubM | 7 | 7 | 580 |  | LV Side: | Quantities reflect the number of breakers: |  |  |  | US | Steel,Lbs | Qty | Conc,Cy | Conduit, Ft
[11 empty] | W_M_580 | SubM |  | 7 | 581 |  | Capacitor Banks - Shunt - LV |  |  |  | CapBk | US | 0 | 0 | 9.1667 | 200
[11 empty] | W_M_581 | SubM |  | 7 | 582 |  | Reactor Banks - LV (Shunt) |  |  |  | RtrBk | US | 0 | 0 | 0 | 200
[11 empty] | W_M_582 | SubM |  | 7 | 583 |  | Harmonic Filters - LV |  |  |  | HarFl | US | 0 | 0 | 0 | 200
[11 empty] | W_M_583 | SubM |  | 7 | 584 |  | Special Other |  |  |  |  | US | 0 | 0 | 0 | 0
[11 empty] | W_M_584 | SubM |  | 7 | 585 |  | Circuit Breaker,2000Amps-LV, Combination Switch&Feeder Riser |  |  |  | CbSw | US | 3626.6667 | 3 | 8.1973 | 433.3333
[11 empty] | W_M_585 | SubM |  | 7 | 586 |  | Circuit Breaker, Feeder Riser |  |  |  | FR | US | 700 | 3
[11 empty] | W_M_586 | SubM |  | 7 | 587 |  | Circuit Breaker |  |  |  | Cb | US | 0 | 1 | 1.8148 | 130
[11 empty] | W_M_587 | SubM |  | 7 | 588 |  | Disconnect Switch 34.5kV, 3,000 Amp |  |  |  | SW3 | US | 1400 | 0 | 2.3635 | 180
[11 empty] | W_M_588 | SubM |  | 7 | 589 |  | Voltage Transformers |  |  |  | VT | US | 716.6667 | 6 | 1.3938 | 150
[11 empty] | W_M_589 | SubM |  | 7 | 590 |  | Neutral Reactor |  |  |  | NR | US | 800 | 2 | 1.8181 | 200
[11 empty] | W_M_590 | SubM |  | 7 | 591 |  | Surge Arrestor | 34.5 kV Voltage |  |  |  | US | 0 | 9 | 0 | 0
[11 empty] | W_M_591 | SubM |  | 7 | 592 |  | Station Service Transformer 34.5kV, 50kVA |  |  |  |  | US | 0 | 1 | 0 | 0
[11 empty] | W_M_592 | SubM |  | 7 | 593 |  | Bus Supports, High |  |  | BusSupt | BusH | US | 1901 | 0 | 4.1815
[11 empty] | W_M_593 | SubM |  | 7 | 594 |  | Bus Supports, Low |  |  |  | BusL | US | 1078 | 2 | 3.6652
[11 empty] | W_M_594 | SubM |  | 7 | 595 |  | Static Mast |  |  |  | Mast | US | 6375 | 2 | 5.5851 | 300
[11 empty] | W_M_595 | SubM |  | 7 | 596 |  | Control House |  |  |  | House | US | 1400 | 1 | 13.4738 | 600
[11 empty] | W_M_596 |  |  | 7 | 597 |  | Special Equipment | [5 empty] | 0 | 0 | 0 | 0
[11 empty] | W_M_597 | SubM |  | 7 | 598 |  | Miscellaneous |  |  |  | Misc. | US | 387.9614 | 3 | 1.6157 | 155.1846
[11 empty] | W_M_598 | SubM |  | 7 | 599 |  | Subtotal Bulks |  |  |  |  | US | 138023.2008 |  | 420.2493 | 10800.5537
[11 empty] | W_M_599 | SubM | 7 | 7 | 600 |  | Substation Size Adjustment: |  |  |  |  | US
[5 empty] | a | [5 empty] | W_M_600 | SubM |  | 7 | 601 |  | Substation Length |  | Added Size to Substation Below |  |  | US | 20 | Ft.
[5 empty] | a | [5 empty] | W_M_601 | SubM |  | 7 | 602 |  | Substation Width |  | Added Size to Substation Below |  |  | US | 20 | Ft.
541-10-07.7003 | 541- | 10- | 07.7003 | [7 empty] | W_M_602 |  | 7 | 7 | 07.7003 |  | Take-off / Dead-end Structures, HV, A-Frame |  |  | need to remove from bulks, if using |  | US | 0 | Ea. |  | 0 |  | 0
541-10-07.7004 | 541- | 10- | 07.7004 | [7 empty] | W_M_603 |  | 7 | 7 | 07.7004 |  | Take-off / Dead-end Structures, HV, H-Frame |  |  | need to remove from bulks, if using |  | US | 0 | Ea. |  | 0 |  | 0
541-10-07.7005 | 541- | 10- | 07.7005 | [7 empty] | W_M_604 |  | 7 | 7 | 07.7005 |  | Take-off / Dead-end Structures, LV, A-Frame |  |  | need to remove from bulks, if using |  | US | 0 | Ea. |  | 0 |  | 0
541-10-07.7006 | 541- | 10- | 07.7006 | [7 empty] | W_M_605 |  | 7 | 7 | 07.7006 |  | Take-off / Dead-end Structures, LV, H-Frame |  |  | need to remove from bulks, if using |  | US | 0 | Ea. |  | 0 |  | 0
541-10-07.7007 | 541- | 10- | 07.7007 | [7 empty] | W_M_606 |  | 7 | 7 | 07.7007 |  | Shield Pole, HV |  |  | need to remove from bulks, if using |  | US | 0 | Ea. |  | 0 |  | 0
541-10-07.7008 | 541- | 10- | 07.7008 | [7 empty] | W_M_607 |  | 7 | 7 | 07.7008 |  | Shield Pole, LV |  |  | need to remove from bulks, if using |  | US | 0 | Ea. |  | 0 |  | 0
| Header |  | 7.8 | [7 empty] | W_M_608 | SubM | 7 | 7 | 7.8 |  | MISC. SUBSTATION COSTS |  |  | need to remove from bulks, if using |  | US
541-10-07.8001 | 541- | 10- | 07.8001 | [7 empty] | W_M_609 | SubM | 7 | 7 | 07.8001 |  | Substation Special Protection Scheme (SPS): |  |  |  |  | US | 0 | Lot |  | 250000 |  | 0
541-10-07.8002 | 541- | 10- | 07.8002 | [7 empty] | W_M_610 | SubM | 7 | 7 | 07.8002 |  | Substation Construction Inspector (QA/QC): |  |  |  |  | C | 4 | Mo. |  | 12300 |  | 49200
541-10-07.8003 | 541- | 10- | 07.8003 | [7 empty] | W_M_611 | SubM | 7 | 7 | 07.8003 |  | Substation Functional Testing: |  | For Testing, S/U & Energization of Substation. |  |  | C | 1 | Lot |  | 40000 |  | 40000
[11 empty] | W_M_612 |  |  |  | 613
[11 empty] | W_M_613 |  |  |  | 614 | [12 empty] | 16798865.6103
[11 empty] | W_M_614 |  |  |  | 615
| Header |  | 8.0 | [7 empty] | W_M_615 |  |  |  | 8.0 |  | SUBSTATION CONSTRUCTION | [6 empty] | Elevation OK
[5 empty] | a | [5 empty] | W_M_616 | SubL | 8 | 8 | 617 |  |  |  |  | Length |  |  | 379 | Ft. | 20 | Ft added for Special Equipment
| Header |  | 8.1 |  | a | [5 empty] | W_M_617 | SubL | 8 | 8 | 8.1 |  | SUBSTATION ENGINEERING: |  |  | Width |  |  | 242 | Ft. | 20 | Ft added for Special Equipment
342-01-08.1001 | 342- | 01- | 08.1001 | [7 empty] | W_M_618 | SubL | 8 | 8 | 08.1001 |  | Substation Contractor: Detailed Design & Layout |  |  |  | Normally By NEE |  | 0 | Ea. |  | 0 |  | 0
342-01-08.1002 | 342- | 01- | 08.1002 | [7 empty] | W_M_619 | SubL | 8 | 8 | 08.1002 |  | Substation Contractor: Sub-surface Soil Investigation: |  |  |  | Normally By NEE |  | 0 | Ea. |  | 0 |  | 0
342-01-08.1003 | 342- | 01- | 08.1003 | [7 empty] | W_M_620 | SubL | 8 | 8 | 08.1003 |  | Substation Contractor: Engineering Support for Permitting | [5 empty] | 0 | Ea. |  | 0 |  | 0
| Header |  | 8.2 | [7 empty] | W_M_621 | SubL | 8 | 8 | 8.2 |  | SUBSTATION FACILITY & CIVIL WORK
342-01-08.2001 | 342- | 01- | 08.2001 |  | a | [5 empty] | W_M_622 | SubL | 8 | 8 | 08.2001 |  | Mob & Demob For Contractor Substation Construction |  |  |  |  | C | 1 | Ea. | Added to Sides in ft. | 330595.3433 |  | 330595.3433
342-01-08.2101 | 342- | 01- | 08.2101 | [7 empty] | W_M_623 | SubL | 8 | 8 | 08.2101 |  | Substation: Clearing, Grubbing |  |  |  |  | C | 2.8758 | Ac. | 50 | 16495.6527 |  | 47437.4982
342-01-08.2102 | 342- | 01- | 08.2102 | [7 empty] | W_M_624 | SubL | 8 | 8 | 08.2102 |  | Substation: Grading, Excavation Cut Requirements |  |  |  |  | C | 13918.6667 | Cy. | 3 | 16.4359 |  | 228766.2943
342-01-08.2103 | 342- | 01- | 08.2103 | [7 empty] | W_M_625 | SubL | 8 | 8 | 08.2103 |  | Substation: Grading, Cut Requirements, Rock |  |  |  |  | C | 11134.9333 | Cy. | 80% | 17.8331 |  | 198570.8031
342-01-08.2104 | 342- | 01- | 08.2104 | [7 empty] | W_M_626 | SubL | 8 | 8 | 08.2104 |  | Substation: Grading, Fill Requirements |  |  |  |  | C | 18558.2222 | Cy. | 4 | 42.9548 |  | 797165.588
342-01-08.2105 | 342- | 01- | 08.2105 | [7 empty] | W_M_627 | SubL | 8 | 8 | 08.2105 |  | Substation: Grading, Fill Purchase Requirements |  |  |  |  | C | 4639.5556 | Cy. |  | 43.5378 |  | 201996.1495
342-01-08.2106 | 342- | 01- | 08.2106 | [7 empty] | W_M_628 | SubL | 8 | 8 | 08.2106 |  | Substation: Drainage, CMP, Rip Rap |  |  |  |  | C | 1081.5 | Lf. | 3 | 188.9116 |  | 204307.9222
342-01-08.2107 | 342- | 01- | 08.2107 | [7 empty] | W_M_629 | SubL | 8 | 8 | 08.2107 |  | Substation: Access & Roadway |  |  |  |  | C | 3600 | Sf. | 150 | 4.3687 |  | 15727.3146
342-01-08.2108 | 342- | 01- | 08.2108 |  | a | [5 empty] | W_M_630 | SubL | 8 | 8 | 08.2108 |  | Substation: All Below Grd Fnd. Work (Excl'd Main X-Fmr Fnd.) |  |  |  | Concrete | C | 235.8292 | Cy. |  | 1373.3875 |  | 323884.8303
342-01-08.2109 | 342- | 01- | 08.2109 | [7 empty] | W_M_631 | SubL | 8 | 8 | 08.2109 |  | Substation: Below Grd Fnd. Work Engineered Fill |  |  |  |  | C | 258.963 | Cy. | Grid spacing | 83.8768 |  | 21720.9747
342-01-08.2110 | 342- | 01- | 08.2110 | [7 empty] | W_M_632 | SubL | 8 | 8 | 08.2110 |  | Substation: Bare Ground Cable & Rods |  |  |  | (__Ft. Grid Spacing) | C | 9355 | Lf. | 30 | 28.3367 |  | 265090.2375
342-01-08.2111 | 342- | 01- | 08.2111 | [7 empty] | W_M_633 | SubL | 8 | 8 | 08.2111 |  | Substation: Gates, Fencing & Signage |  |  |  | (Chain Link) | C | 1242 | Lf. |  | 85.0102 |  | 105582.7071
342-01-08.2112 | 342- | 01- | 08.2112 | [7 empty] | W_M_634 | SubL | 8 | 8 | 08.2112 |  | Substation: Final Gravel and Yard Rock |  |  |  | (6" thick) | C | 1997.5556 | Cy. |  | 132.2381 |  | 264153.0259
342-01-08.2113 | 342- | 01- | 08.2113 | [7 empty] | W_M_635 | SubL | 8 | 8 | 08.2113 |  | Substation: Area Lighting & Lightning Protection |  |  |  |  | C | 1 | Lot |  | 48316.491 |  | 48316.491
342-01-08.2114 | 342- | 01- | 08.2114 |  | a | [5 empty] | W_M_636 | SubL | 8 | 8 | 08.2114 |  | Substation: Buried Conduit |  |  |  | Conduit | C | 10800.5537 | Lf. |  | 45.3388 |  | 489684.0342
342-01-08.2115 | 342- | 01- | 08.2115 | [7 empty] | W_M_637 | SubL | 8 | 8 | 08.2115 |  | Substation: Precast Trench |  |  |  |  | C | 0 | Lf. |  | 83.8768 |  | 0
342-01-08.2116 | 342- | 01- | 08.2116 |  | a | [5 empty] | W_M_638 | SubL | 8 | 8 | 08.2116 |  | Substation: Electrical Cable & Terminations |  |  |  | Wire | C | 27001.3842 | Lf. |  | 20.7803 |  | 561096.2892
| Header |  | 8.3 | [7 empty] | W_M_639 | SubL | 8 | 8 | 8.3 |  | MAIN POWER TRANSFORMER INSTALLATION COSTS |  |  |  |  | C
342-01-08.3001 | 342- | 01- | 08.3001 | [7 empty] | W_M_640 | SubL | 8 | 8 | 08.3001 |  | Main X-Frmr(s) - Unloading & Set |  | By Xfmr OEM |  |  | C | 0 | Ea. |  | 0 |  | 0
342-01-08.3002 | 342- | 01- | 08.3002 | [7 empty] | W_M_641 | SubL | 8 | 8 | 08.3002 |  | Main X-Frmr(s) - Terminations To and From |  |  |  |  | C | 2 | Lot |  | 18891.1625 |  | 37782.325
342-01-08.3003 | 342- | 01- | 08.3003 | [7 empty] | W_M_642 | SubL | 8 | 8 | 08.3003 |  | Main X-Frmr(s) - Foundations & engineered fill |  |  |  |  | C | 184.4202 | Cy. |  | 1309.1576 |  | 241435.0505
342-01-08.3004 | 342- | 01- | 08.3004 | [7 empty] | W_M_643 | SubL | 8 | 8 | 08.3004 |  | Main X-Frmr(s) - Install SPCC For "Main" Transformer(s) |  |  |  |  | C | 2 | Ea. |  | 28336.7437 |  | 56673.4874
| Header |  | 8.4 | [7 empty] | W_M_644 | SubL | 8 | 8 | 8.4 |  | GROUNDING TRANSFORMERS INSTALLATION COSTS |  |  |  |  | C
342-01-08.4001 | 342- | 01- | 08.4001 | [7 empty] | W_M_645 | SubL | 8 | 8 | 08.4001 |  | Unload/Install/Level Grounding Transformer Fiberglass Box Pad Fnds/Support |  |  |  |  | C | 3 | Ea. |  | 1133.4697 |  | 3400.4092
342-01-08.4002 | 342- | 01- | 08.4002 | [7 empty] | W_M_646 | SubL | 8 | 8 | 08.4002 |  | Install SPCC For "Grounding" Transformer |  |  |  |  | C | 3 | Ea. |  | 1133.4697 |  | 3400.4092
342-01-08.4003 | 342- | 01- | 08.4003 | [7 empty] | W_M_647 | SubL | 8 | 8 | 08.4003 |  | Unload / Set / Level / Install "Grounding" Transformer |  |  |  |  | C | 3 | Ea. |  | 1511.293 |  | 4533.879
342-01-08.4004 | 342- | 01- | 08.4004 | [7 empty] | W_M_648 | SubL | 8 | 8 | 08.4004 |  | Grounding Transformer Terminations |  |  | Supplied by NEER |  | C | 0 | Ea. |  | 0 |  | 0
342-01-08.4005 | 342- | 01- | 08.4005 | [7 empty] | W_M_649 | SubL | 8 | 8 | 08.4005 |  | Install Grounding for "Grounding" Transformer (Grounding Grid/Rods, etc.) |  |  |  |  | C | 3 | Ea. |  | 1133.4697 |  | 3400.4092
| Header |  | 8.5 | [7 empty] | W_M_650 | SubL | 8 | 8 | 8.5 |  | BALANCE OF SUBSTATION INSTALLATION COSTS |  |  |  |  | C
342-01-08.5001 | 342- | 01- | 08.5001 |  | a | [5 empty] | W_M_651 | SubL | 8 | 8 | 08.5001 |  | Install: Breakers - HV |  | HV - 63 | kV-ka |  | C | 2 | Ea. |  | 102012.2774 |  | 204024.5547
342-01-08.5002 | 342- | 01- | 08.5002 | [7 empty] | W_M_652 | SubL | 8 | 8 | 08.5002 |  | Install: Breakers - LV |  | 34.5-2000A | kV-ka |  | C | 4 | Ea. |  | 10201.2277 |  | 40804.9109
342-01-08.5003 | 342- | 01- | 08.5003 |  | a | [5 empty] | W_M_653 | SubL | 8 | 8 | 08.5003 |  | Install: Disconnect Switches - HV Type 1 |  | ___ kV Motor 1200AMP |  |  | C | 4 | Ea. |  | 85010.2311 |  | 340040.9246
342-01-08.5004 | 342- | 01- | 08.5004 |  | a | [5 empty] | W_M_654 | SubL | 8 | 8 | 08.5004 |  | Install: Disconnect Switches - HV Type 2 |  | ___ kV Swing Handle 1200AMP |  |  | C | 0 | Ea. |  | 51006.1387 |  | 0
342-01-08.5005 | 342- | 01- | 08.5005 | [7 empty] | W_M_655 | SubL | 8 | 8 | 08.5005 |  | Install: Disconnect Switches - LV Type 1 |  | 34.5 kV Hook Disconnect Switch |  |  | C | 66 | Ea. |  | 1133.4697 |  | 74809.0034
342-01-08.5006 | 342- | 01- | 08.5006 | [7 empty] | W_M_656 | SubL | 8 | 8 | 08.5006 |  | Install: Disconnect Switches - LV Type 2 |  | 34.5 kV Swing Handle 3000AMP |  |  | C | 0 | Ea. |  | 10201.2277 |  | 0
342-01-08.5007 | 342- | 01- | 08.5007 | [7 empty] | W_M_657 | SubL | 8 | 8 | 08.5007 |  | Install: Disconnect Switches - HV Type 3 | [5 empty] | 0 | Ea. |  | 0 |  | 0
342-01-08.5008 | 342- | 01- | 08.5008 | [7 empty] | W_M_658 | SubL | 8 | 8 | 08.5008 |  | Install: Disconnect Switches - LV Type 3 | [5 empty] | 0 | Ea. |  | 0 |  | 0
342-01-08.5009 | 342- | 01- | 08.5009 | [7 empty] | W_M_659 | SubL | 8 | 8 | 08.5009 |  | Install: Station Service Transformer |  |  |  |  | C | 1 | Ea. |  | 3400.4092 |  | 3400.4092
342-01-08.5010 | 342- | 01- | 08.5010 | [7 empty] | W_M_660 | SubL | 8 | 8 | 08.5010 |  | Install: Line Relay Panel |  |  |  |  | C | 0 | Ea. |  | 5100.6139 |  | 0
342-01-08.5011 | 342- | 01- | 08.5011 |  | a | [5 empty] | W_M_661 | SubL | 8 | 8 | 08.5011 |  | Install: CCVT'S |  |  | kV-ka |  | C | 6 | Ea. |  | 1700.2046 |  | 10201.2277
342-01-08.5012 | 342- | 01- | 08.5012 | [7 empty] | W_M_662 | SubL | 8 | 8 | 08.5012 |  | Install: Neutral Reactor | 34.5 kV Voltage |  |  |  | C | 2 | Ea. |  | 1700.2046 |  | 3400.4092
342-01-08.5013 | 342- | 01- | 08.5013 |  | a | [5 empty] | W_M_663 | SubL | 8 | 8 | 08.5013 |  | Install: Surge Arrestor HV | High Voltage |  |  |  | C | 9 | Ea. |  | 2078.0279 |  | 18702.2509
342-01-08.5014 | 342- | 01- | 08.5014 | [7 empty] | W_M_664 | SubL | 8 | 8 | 08.5014 |  | Install: Surge Arrestor LV | 34.5 kV Voltage |  |  |  | C | 9 | Ea. |  | 472.2791 |  | 4250.5116
342-01-08.5015 | 342- | 01- | 08.5015 |  | a | [5 empty] | W_M_665 | SubL | 8 | 8 | 08.5015 |  | Install: CVT Unit: - HV | Current Voltage Transformer |  |  |  | C | 6 | Ea. |  | 8501.0231 |  | 51006.1387
342-01-08.5016 | 342- | 01- | 08.5016 | [7 empty] | W_M_666 | SubL | 8 | 8 | 08.5016 |  | Install: CVT Unit: - LV | Current Voltage Transformer |  |  |  | C | 6 | Ea. |  | 2078.0279 |  | 12468.1672
342-01-08.5017 | 342- | 01- | 08.5017 |  | a | [5 empty] | W_M_667 | SubL | 8 | 8 | 08.5017 |  | Install: Current Transformer |  |  | Non Standard Equipment |  | C | 0 | Ea. |  | 8501.0231 |  | 0
342-01-08.5018 | 342- | 01- | 08.5018 |  | a | [5 empty] | W_M_668 | SubL | 8 | 8 | 08.5018 |  | Install: Potential Transformer |  |  | Non Standard Equipment |  | C | 0 | Ea. |  | 6800.8185 |  | 0
342-01-08.5019 | 342- | 01- | 08.5019 |  | a | [5 empty] | W_M_669 | SubL | 8 | 8 | 08.5019 |  | Install: CT/PT Unit - Meters |  |  | Non Standard Equipment |  | C | 0 | Ea. |  | 10201.2277 |  | 0
342-01-08.5020 | 342- | 01- | 08.5020 |  | a | [5 empty] | W_M_670 | SubL | 8 | 8 | 08.5020 |  | Install: Revenue Meter(s) |  |  | Non Standard Equipment |  | C | 0 | Ea. |  | 25503.0693 |  | 0
342-01-08.5021 | 342- | 01- | 08.5021 | [7 empty] | W_M_671 | SubL | 8 | 8 | 08.5021 |  | Install: Busswork, Ridgid, 3 - phase |  |  |  |  | C | 413.375 | Lf. |  | 566.7349 |  | 234274.0287
342-01-08.5022 | 342- | 01- | 08.5022 | [7 empty] | W_M_672 | SubL | 8 | 8 | 08.5022 |  | Install: Busswork, Cable, 3 - phase |  |  |  |  | C | 216 | Lf. |  | 68.0082 |  | 14689.7679
342-01-08.5023 | 342- | 01- | 08.5023 |  | a | [5 empty] | W_M_673 | SubL | 8 | 8 | 08.5023 |  | Install: Insulators HV | High Voltage |  |  |  | C | 12 | Ea. |  | 1133.4697 |  | 13601.637
342-01-08.5024 | 342- | 01- | 08.5024 | [7 empty] | W_M_674 | SubL | 8 | 8 | 08.5024 |  | Install: Insulators LV | 34.5 kV Voltage |  |  |  | C | 30 | Ea. |  | 188.9116 |  | 5667.3487
342-01-08.5025 | 342- | 01- | 08.5025 | [7 empty] | W_M_675 | SubL | 8 | 8 | 08.5025 |  | Install: Steel Structures |  |  | Steel |  | C | 1 | Lot |  | 140800.6105 |  | 140800.6105
342-01-08.5026 | 342- | 01- | 08.5026 | [7 empty] | W_M_676 | SubL | 8 | 8 | 08.5026 |  | Install: Control House |  |  |  |  | C | 1 | Ea. |  | 85010.2311 |  | 85010.2311
342-01-08.5027 | 342- | 01- | 08.5027 | [7 empty] | W_M_677 | SubL | 8 | 8 | 08.5027 |  | Install: Modular Substation |  |  |  |  | C | 0 | Ea. |  | 68008.1849 |  | 0
342-01-08.5028 | 342- | 01- | 08.5028 | [7 empty] | W_M_678 | SubL | 8 | 8 | 08.5028 |  | Install: Switchgear Building |  |  |  |  | C | 0 | Ea. |  | 0 |  | 0
342-01-08.5029 | 342- | 01- | 08.5029 | [7 empty] | W_M_679 | SubL | 8 | 8 | 08.5029 |  | Install: Battery Vaults |  |  |  |  | C | 0 | Ea. |  | 0 |  | 0
342-01-08.5030 | 342- | 01- | 08.5030 | [7 empty] | W_M_680 | SubL | 8 | 8 | 08.5030 |  | Install: Voltage Transformer |  |  |  |  | C | 0 | Ea. |  | 0 |  | 0
| Header |  | 8.6 | [7 empty] | W_M_681 | Special | 8 | 8 | 8.6 |  | SPECIAL SUBSTATION INSTALLATION COSTS |  |  |  |  | C |  | Size of Cap Banks in Mvars | Qty of Cap Banks
342-01-08.6001 | 342- | 01- | 08.6001 |  | a | [5 empty] | W_M_682 | Special | 8 | 8 | 08.6001 |  | Install Shunt Capacitor Banks - HV |  |  |  | HV | C | 0 | Ea. | 0 | 16813.1346 |  | 0
342-01-08.6002 | 342- | 01- | 08.6002 |  | a | [5 empty] | W_M_683 | Special | 8 | 8 | 08.6002 |  | Install Series Capacitor Banks - HV |  | "SPECIAL" See Engineering |  | HV | C | 0 | Ea. | 0 | 0 |  | 0
342-01-08.6003 | 342- | 01- | 08.6003 |  | a | [5 empty] | W_M_684 | Special | 8 | 8 | 08.6003 |  | Install Shunt Capacitor Banks - LV |  |  |  | LV | C | 1 | Ea. | 9 | 22480.4833 |  | 22480.4833
342-01-08.6004 | 342- | 01- | 08.6004 |  | a | [5 empty] | W_M_685 | Special | 8 | 8 | 08.6004 |  | Install Series Capacitor Banks - LV |  | "SPECIAL" See Engineering |  | LV | C | 0 | Ea. | 0 | 0 |  | 0
342-01-08.6005 | 342- | 01- | 08.6005 |  | a | [5 empty] | W_M_686 | Special | 8 | 8 | 08.6005 |  | Install Reactor Banks |  |  |  | LV | C | 0 | Ea. | 0 | 24728.5317 |  | 0
342-01-08.6006 | 342- | 01- | 08.6006 |  | a | [5 empty] | W_M_687 | Special | 8 | 8 | 08.6006 |  | Install: Harmonic Filters |  | this used to be sound walls |  |  | C | 0 | Ea. | 0 | 75564.6499 |  | 0
342-01-08.6007 | 342- | 01- | 08.6007 | [7 empty] | W_M_688 | Special | 8 | 8 | 08.6007 |  | Install: Wave Trap |  |  |  |  | C | 0 | Ea. |  | 0 |  | 0
342-01-08.6008 | 342- | 01- | 08.6008 | [7 empty] | W_M_689 | Special | 8 | 8 | 08.6008 |  | Install: Line Trap - HV |  |  |  |  | C | 0 | Ea. |  | 0 |  | 0
342-01-08.6009 | 342- | 01- | 08.6009 | [7 empty] | W_M_690 | Special | 8 | 8 | 08.6009 |  | Install: Line Trap - LV |  |  |  |  | C | 0 | Ea. |  | 0 |  | 0
342-01-08.6010 | 342- | 01- | 08.6010 | [7 empty] | W_M_691 | Special | 8 | 8 | 08.6010 |  | Install: Line Tuner - HV |  |  |  |  | C | 0 | Ea. |  | 0 |  | 0
342-01-08.6011 | 342- | 01- | 08.6011 | [7 empty] | W_M_692 | Special | 8 | 8 | 08.6011 |  | Install: Line Tuner - LV |  |  |  |  | C | 0 | Ea. |  | 0 |  | 0
342-01-08.6012 | 342- | 01- | 08.6012 | [7 empty] | W_M_693 | Special | 8 | 8 | 08.6012 |  | Install: 3 Phase Voltage Regulator |  |  |  |  | C | 0 | Ea. |  | 0 |  | 0
342-01-08.6013 | 342- | 01- | 08.6013 | [7 empty] | W_M_694 | Special | 8 | 8 | 08.6013 |  | Install: Circuit Switcher Type 1 - HV |  |  |  |  | C | 0 | Ea. |  | 0 |  | 0
342-01-08.6014 | 342- | 01- | 08.6014 | [7 empty] | W_M_695 | Special | 8 | 8 | 08.6014 |  | Install: Circuit Switcher Type 2 - LV |  |  |  |  | C | 1 | Ea. |  | 0 |  | 0
342-01-08.6015 | 342- | 01- | 08.6015 | [7 empty] | W_M_696 | Special | 8 | 8 | 08.6015 |  | Install: Dynamic VAR (Volt/Amp Reactive) Compensation |  | "SPECIAL" See Engineering |  |  | C | 0 | Ea. |  | 0 |  | 0
342-01-08.6016 | 342- | 01- | 08.6016 | [7 empty] | W_M_697 | Special | 8 | 8 | 08.6016 |  | Install: Static VAR (Volt/Amp Reactive) Compensation |  | "SPECIAL" See Engineering |  |  | C | 0 | Ea. |  | 0 |  | 0
342-01-08.6017 | 342- | 01- | 08.6017 | [7 empty] | W_M_698 | Special | 8 | 8 | 08.6017 |  | Install: Synchronous Condenser |  | "SPECIAL" See Engineering |  |  | C | 0 | Ea. |  | 0 |  | 0
342-01-08.6018 | 342- | 01- | 08.6018 | [7 empty] | W_M_699 | Special | 8 | 8 | 08.6018 |  | Install: Static Synchronous Compensator (Statcom) |  | "SPECIAL" See Engineering |  |  | C | 0 | Ea. |  | 0 |  | 0
342-01-08.6999 | 342- | 01- | 08.6999 | [7 empty] | W_M_700 | Special | 8 | 8 | 08.6999 |  | Install: Substation Generator |  |  |  |  | C | 0 | Ea. |  | 0 |  | 0
| Header |  | 8.7 | [7 empty] | W_M_701 | SubL | 8 | 8 | 8.7 |  | MISC. SUBSTATION INSTALLATION COSTS |  |  |  |  | C
342-01-08.7001 | 342- | 01- | 08.7001 | [7 empty] | W_M_702 | SubL | 8 | 8 | 08.7001 |  | Substation: Testing and Commissioning |  |  |  |  | C | 1 | Lot |  | 110010.2311 |  | 110010.2311
342-01-08.7002 | 342- | 01- | 08.7002 | [7 empty] | W_M_703 | SubL | 8 | 8 | 08.7002 |  | Substation: QA/QC |  |  |  |  | C | 4 | Mo. |  | 23236.1298 |  | 92944.5194
342-01-08.7003 | 342- | 01- | 08.7003 | [7 empty] | W_M_704 | SubL | 8 | 8 | 08.7003 |  | Pwr. Feed For The Station Service Transformer |  |  |  |  | C | 1 | Ea. |  | 28336.7437 |  | 28336.7437
342-01-08.7004 | 342- | 01- | 08.7004 | [7 empty] | W_M_705 | SubL | 8 | 8 | 08.7004 |  | Substation: RTU, communications, etc. |  |  |  |  | C | 0 | Ea. |  | 22669.395 |  | 0
342-01-08.7005 | 342- | 01- | 08.7005 | [7 empty] | W_M_706 | SubL | 8 | 8 | 08.7005 |  | Substation: Testing and Commissioning Support |  |  |  |  | C | 0 | Lot |  | 0 |  | 0
| Header |  | 8.8 | [7 empty] | W_M_707 |  |  |  | 8.8 |  | OTHER Substation COST & IMPACTS
342-01-08.8001 | 342- | 01- | 08.8001 | [7 empty] | W_M_708 | SubL | 8 | 8 | 08.8001 |  | Substation Field Office Trailers | [5 empty] | 4 | Mo. |  | 14168.3719 |  | 56673.4874
342-01-08.8002 | 342- | 01- | 08.8002 | [7 empty] | W_M_709 | SubL | 8 | 8 | 08.8002 |  | Substation Facilities & Infrastructure (Sanitary, Signs, Tras | [5 empty] | 4 | Mo. |  | 3778.2325 |  | 15112.93
342-01-08.8003 | 342- | 01- | 08.8003 | [7 empty] | W_M_710 | SubL | 8 | 8 | 08.8003 |  | Substation Misc. Field Office G&A | [5 empty] | 1 | Lot |  | 56673.4874 |  | 56673.4874
342-01-08.8004 | 342- | 01- | 08.8004 | [7 empty] | W_M_711 | SubL | 8 | 8 | 08.8004 |  | Substation Project Admin. & Site Support Services | [5 empty] | 4 | Mo. |  | 7556.465 |  | 30225.86
342-01-08.8005 | 342- | 01- | 08.8005 | [7 empty] | W_M_712 | SubL | 8 | 8 | 08.8005 |  | Substation Project Scheduling Services | [5 empty] | 0 | Mo. |  | 0 |  | 0
342-01-08.8006 | 342- | 01- | 08.8006 | [7 empty] | W_M_713 | SubL | 8 | 8 | 08.8006 |  | Substation Project Document Control Services | [5 empty] | 4 | Mo. |  | 4722.7906 |  | 18891.1625
342-01-08.8996 | 342- | 01- | 08.8996 | [7 empty] | W_M_714 | SubL | 8 | 8 | 08.8996 |  | Substation Contractor Permitting Support | [5 empty] | 0 | Lot |  | 0 |  | 0
342-01-08.8997 | 342- | 01- | 08.8997 | [7 empty] | W_M_715 | SubL | 8 | 8 | 08.8997 |  | Owner Requested Letter of Credit for Substation Contractor | [5 empty] | 0 | Lot |  | 0 |  | 0
342-01-08.8998 | 342- | 01- | 08.8998 | [7 empty] | W_M_716 | SubL | 8 | 8 | 08.8998 |  | Substation Sales Tax | [5 empty] | 0 | Lot |  | 0 |  | 0
342-01-08.8999 | 342- | 01- | 08.8999 | [7 empty] | W_M_717 | SubL | 8 | 8 | 08.8999 |  | Substation Other Cost Considerations | [5 empty] | 0 | Ea. |  | 0 |  | 0
[11 empty] | W_M_718 |  |  | - | 719 |  | - | - | - | - | - |  | - | - |  | - |  | -
[11 empty] | W_M_719 |  |  |  | 720 | [12 empty] | 6143222.5097
[11 empty] | W_M_720 |  |  |  | 721
| Header |  | SY-7.0 |  |  | W_A_118 |  |  |  |  | W_M_721 |  |  |  | SY-7.0 |  | SUBSTATION MATERIAL - Switchyard | [5 empty] | Excluded
650-01-SY-7.7002 | 650- | 01- | SY-7.7002 | [7 empty] | W_M_722 | SubM | SY-7 | 7 | SY-7.7002 |  | SUBSTATION MATERIAL - Switchyard |  |  |  |  | US | 0 | LS |  | 0 |  | 0
[11 empty] | W_M_723 |  |  |  | 724
[11 empty] | W_M_724 |  |  |  | 725 | [12 empty] | 0
| Header |  | 9.0 | [7 empty] | W_M_725 |  | 9 | 9 | 9.0 |  | SUBSTATION INSTALLATION - Switchyard
650-02-09.8005 | 650- | 02- | 09.8005 | [7 empty] | W_M_726 | Switch | 9 | 9 | 09.8005 |  | SUBSTATION INSTALLATION - Switchyard | [5 empty] | 0 | LS |  | 0 |  | 0
[11 empty] | W_M_727 |  |  |  | 728
[11 empty] | W_M_728 |  |  |  | 729 | [12 empty] | 0
[11 empty] | W_M_729 |  |  |  | 730
| Header |  | 10.0 | [7 empty] | W_M_730 |  | 10 | 10.1 | 10.0 |  | GEN TIE LINE MATERIAL
655-01-10.1001 | 655- | 01- | 10.1001 | TL - Material |  |  |  |  | W_A_120 |  | W_M_731 | Tline | 10 | 10.1 | 10.1001 |  | GEN TIE LINE MATERIAL |  |  |  |  | US | 0 | LS |  | 0 |  | 0
[11 empty] | W_M_732 |  |  |  | 733
[11 empty] | W_M_733 |  |  |  | 734 | [9 empty] | Material $/Mile | 0 |  | 0
[11 empty] | W_M_734 |  |  |  | 735 | [10 empty] | 0
| Header |  | 11.0 | [7 empty] | W_M_735 |  |  |  | 11.0 |  | GEN TIE LINE CONSTRUCTION - CONTRACTOR
655-10-11.3001 | 655- | 10- | 11.3001 | TL - Install |  |  |  |  | W_A_120 |  | W_M_736 | Tline | 11 | 11 | 11.3001 |  | GEN TIE LINE CONSTRUCTION - CONTRACTOR | [5 empty] | 0 | LS |  | 0 |  | 0
[11 empty] | W_M_737 |  |  |  | 738
[11 empty] | W_M_738 |  |  |  | 739 | [9 empty] | Installation $/Mile | 0 |  | 0
[11 empty] | W_M_739 |  |  |  | 740 | [9 empty] | Material + Install $/Mile | 0
| Header |  | 12.0 | [7 empty] | W_M_740 |  |  |  | 12.0 |  | WTG ERECTION, INSTALLATION & ASSEMBLY
[11 empty] | W_M_741 |  |  | - | 742 |  | - | - | - | - | - |  | - | - |  | - |  | -
| Header |  | 12.1 | [7 empty] | W_M_742 | ErectWTG | 12 | 12 | 12.1 |  | MOB/DEMOB: GENERAL WTG ERECTION EQUIPMENT
362-01-12.1001 | 362- | 01- | 12.1001 | [7 empty] | W_M_743 | ErectWTG | 12 | 12 | 12.1001 |  | MOB/DEMOB: GENERAL WTG ERECTION EQUIPMENT |  |  |  |  | C | 1 | Lot |  | 804643.1624 |  | 804643.1624
| Header |  | 12.2 | [7 empty] | W_M_744 | ErectWTG | 12 | 12 | 12.2 |  | MOB/DEMOB: ERECTION CRANE(s) |  |  |  |  | C |  |  | GE-2.82-127-89
362-01-12.2001 | 362- | 01- | 12.2001 | [7 empty] | W_M_745 | Cranes | 12 | 12 | 12.2001 |  | Crane Package 1 - Mob/Demob | typically used for base, lower mids, rotor assembly, blade assembly |  |  |  | C | 2 | Ea. |  | 297052.9848 |  | 594105.9697
362-01-12.2002 | 362- | 01- | 12.2002 | [7 empty] | W_M_746 | Cranes | 12 | 12 | 12.2002 |  | Crane Package 2 - Mob/Demob | typically used for tops, nacelles, upper mids, single blade install, rotor installation |  |  |  | C | 3 | Ea. | 3 | 559281.9455 |  | 1677845.8364
362-01-12.2003 | 362- | 01- | 12.2003 | [7 empty] | W_M_747 | Cranes | 12 | 12 | 12.2003 |  | Crane Package 3 - Mob/Demob | typically used for offload and nacelle preparation |  |  |  | C | 2 | Ea. |  | 188948.5182 |  | 377897.0364
362-01-12.2004 | 362- | 01- | 12.2004 | [7 empty] | W_M_748 | Cranes | 12 | 12 | 12.2004 |  | Crane Package 4 "Special" - Mob/Demob | reserved for modifying on a Project-by-Project basis as additional details are available; cranes required for complete turbine mechanical installation |  |  |  |  | 0 | Ea. |  | 0 |  | 0
| Header |  | 12.3 | [7 empty] | W_M_749 | Cranes | 12 | 12 | 12.3 |  | ERECTION CRANE(s) - WTG/TWR ASSEMBLY |  |  |  |  | C
362-01-12.3001 | 362- | 01- | 12.3001 | [7 empty] | W_M_750 | Cranes | 12 | 12 | 12.3001 |  | Crane Package 1 - Monthly Rate |  |  |  |  | C | 6.7351 | Mo. |  | 110333.9658 |  | 743111.7204
362-01-12.3002 | 362- | 01- | 12.3002 | [7 empty] | W_M_751 | Cranes | 12 | 12 | 12.3002 |  | Crane Package 2 - Monthly Rate |  |  |  |  | C | 8.9363 | Mo. |  | 309756.1544 |  | 2768087.8521
362-01-12.3003 | 362- | 01- | 12.3003 | [7 empty] | W_M_752 | Cranes | 12 | 12 | 12.3003 |  | Crane Package 3 - Monthly Rate |  |  |  |  | C | 6.4723 | Mo. |  | 75579.4073 |  | 489171.0302
362-01-12.3004 | 362- | 01- | 12.3004 | [7 empty] | W_M_753 | Cranes | 12 | 12 | 12.3004 |  | Crane Package 4 - Monthly Rate | [5 empty] | 0 | Mo. |  | 0
362-01-12.3005 | 362- | 01- | 12.3005 | [7 empty] | W_M_754 | CB | 12 | 12 | 12.3005 |  | Crane Package 1 - Excessive Crane Travel |  |  |  | (> 1.5 Miles) | C | 14 | Mi. |  | 3143.4178 |  | 44007.8496
362-01-12.3006 | 362- | 01- | 12.3006 | [7 empty] | W_M_755 | CB | 12 | 12 | 12.3006 |  | Crane Package 2 - Excessive Crane Travel |  |  |  | (> 1.5 Miles) | C | 14 | Mi. |  | 7072.6901 |  | 99017.6616
362-01-12.3007 | 362- | 01- | 12.3007 | [7 empty] | W_M_756 | CB | 12 | 12 | 12.3007 |  | Crane Package 3 - Excessive Crane Travel |  |  |  | (> 1.5 Miles) | C | 0 | Mi. |  |  |  | 0
362-01-12.3008 | 362- | 01- | 12.3008 | [7 empty] | W_M_757 | CB | 12 | 12 | 12.3008 |  | Crane Package 4 - Excessive Crane Travel
| Header |  | 12.4 | [7 empty] | W_M_758 | CB | 12 | 12 | 12.4 |  | ERECTION CRANE(s) - BREAKDOWNS |  |  |  |  | C
362-01-12.4001 | 362- | 01- | 12.4001 | [7 empty] | W_M_759 | CB | 12 | 12 | 12.4001 |  | Crane Package 1 - Full Breakdown |  |  |  |  | C | 23 | Full |  | 51330.7558 |  | 1180607.3829
362-01-12.4002 | 362- | 01- | 12.4002 | [7 empty] | W_M_760 | CB | 12 | 12 | 12.4002 |  | Crane Package 1 - Partial Breakdown |  |  |  |  | C | 0 | Partial |  | 25665.3779 |  | 0
362-01-12.4003 | 362- | 01- | 12.4003 | [7 empty] | W_M_761 | CB | 12 | 12 | 12.4003 |  | Crane Package 2 - Full Breakdown |  |  |  |  | C | 23 | Full | 23 | 98657.3352 |  | 2269118.7091
362-01-12.4004 | 362- | 01- | 12.4004 | [7 empty] | W_M_762 | CB | 12 | 12 | 12.4004 |  | Crane Package 2 - Partial Breakdown |  |  |  |  | C | 0 | Partial |  | 49328.6676 |  | 0
362-01-12.4005 | 362- | 01- | 12.4005 | [7 empty] | W_M_763 | CB | 12 | 12 | 12.4005 |  | Crane Package 3 - Full Breakdown |  |  |  |  | C | 0 | Full |  | 38092.0213 |  | 0
362-01-12.4006 | 362- | 01- | 12.4006 | [7 empty] | W_M_764 | CB | 12 | 12 | 12.4006 |  | Crane Package 3 - Partial Breakdown |  |  |  |  | C | 0 | Partial |  | 19046.0106 |  | 0
362-01-12.4007 | 362- | 01- | 12.4007 | [7 empty] | W_M_765 | CB | 12 | 12 | 12.4007 |  | Crane Package 4 - Full Breakdown | [5 empty] | 0 | Full |  | 0 |  | 0
362-01-12.4008 | 362- | 01- | 12.4008 | [7 empty] | W_M_766 | CB | 12 | 12 | 12.4008 |  | Crane Package 4 - Partial Breakdown | [5 empty] | 0 | Partial |  | 0 |  | 0
| Header |  | 12.5 |  |  | W_A_44 |  |  |  |  | W_M_767 | ErectWTG | 12.5 | 12.5 | 12.5 |  | WTG ERECTION & INSTALLATION |  |  |  |  | C | Mono | Safe Harbor
362-01-12.5001 | 362- | 01- | 12.5001 |  |  | W_A_32 |  |  |  |  | W_M_768 | ErectWTG | 12.5 | 12.5 | 12.5001 |  | Split Blade Rotor Assembly & Installation |  |  |  |  | C | 0 | Rtrs |  | 8246.4317 |  | 0
362-01-12.5002 | 362- | 01- | 12.5002 | [7 empty] | W_M_769 | ErectWTG | 12.5 | 12.5 | 12.5002 |  | Lattice Tower Erection |  |  |  |  | C | 0 | Twrs |  | 78225.5849 |  | 0
362-01-12.5003 | 362- | 01- | 12.5003 | [7 empty] | W_M_770 | ErectWTG | 12.5 | 12.5 | 12.5003 |  | Tower / Turbine Receive and Unloading |  |  |  | Avg Receiving: 5 WTG/Week | C | 106 | Ea. |  | 20501.9283 |  | 2173204.3956
[11 empty] | W_M_771 |  |  |  | 772 |  | Turbine Configuration "1" Offload
[11 empty] | W_M_772 |  |  |  | 773 |  | Turbine Configuration "2" Offload
[11 empty] | W_M_773 |  |  |  | 774 |  | Turbine Configuration "3" Offload
[11 empty] | W_M_774 |  |  |  | 775 |  | Turbine Configuration "4" Offload
362-01-12.5004 | 362- | 01- | 12.5004 | [7 empty] | W_M_775 | ErectWTG | 12.5 | 12.5 | 12.5004 |  | Turbine Configuration "1": Erection and Nacelle Prep |  |  |  | Avg Erection: 1 WTG/Day | C | 106 | Ea. |  | 109405.5192 |  | 11596985.0355
[11 empty] | W_M_776 |  |  |  | 777 |  | Ground Level Electrical / Mechanical Work (DTA) |  |  |  |  | C |  | Ea.
[11 empty] | W_M_777 |  |  |  | 778 |  | Tower |  |  |  |  | C |  | Ea.
[11 empty] | W_M_778 |  |  |  | 779 |  | Tower Mid(s) |  |  |  |  | C |  | Ea.
[11 empty] | W_M_779 |  |  |  | 780 |  | Tower Top |  |  |  |  | C |  | Ea.
[11 empty] | W_M_780 |  |  |  | 781 |  | Nacelle Assembly and Installation |  |  |  |  | C |  | Ea.
[11 empty] | W_M_781 |  |  |  | 782 |  | Hub |  |  |  |  | C |  | Ea.
[11 empty] | W_M_782 |  |  |  | 783 |  | Blades |  |  |  |  | C |  | Ea.
[11 empty] | W_M_783 |  |  |  | 784 |  | Rotor Assembly |  |  |  |  | C |  | Ea.
[11 empty] | W_M_784 |  |  |  | 785 |  | Mechanical Completion |  |  |  |  | C |  | Ea.
[11 empty] | W_M_785 |  |  |  | 786 |  | Turbine Configuration "1" Erection Reserved |  |  |  |  | C |  | Ea.
[11 empty] | W_M_786 |  |  |  | 787 |  | Turbine Configuration "1" Erection Reserved |  |  |  |  | C |  | Ea.
[11 empty] | W_M_787 |  |  |  | 788 |  | Turbine Configuration "1" Erection Reserved |  |  |  |  | C |  | Ea.
[11 empty] | W_M_788 |  |  |  | 789 |  | Turbine Configuration "1" Erection Reserved |  |  |  |  | C |  | Ea.
[11 empty] | W_M_789 |  |  |  | 790 |  | Turbine Configuration "1" Erection Reserved |  |  |  |  | C |  | Ea.
362-01-12.5005 | 362- | 01- | 12.5005 | [7 empty] | W_M_790 | ErectWTG | 12.5 | 12.5 | 12.5005 |  | Turbine Configuration "2": Erection and Nacelle Prep |  |  |  | Avg Erection: 1 WTG/Day | C |  | Ea. |  |  |  | 0
[11 empty] | W_M_791 |  |  |  | 792 |  | Ground Level Electrical / Mechanical Work (DTA) |  |  |  |  | C |  | Ea.
[11 empty] | W_M_792 |  |  |  | 793 |  | Tower |  |  |  |  | C |  | Ea.
[11 empty] | W_M_793 |  |  |  | 794 |  | Tower Mid(s) |  |  |  |  | C |  | Ea.
[11 empty] | W_M_794 |  |  |  | 795 |  | Tower Top |  |  |  |  | C |  | Ea.
[11 empty] | W_M_795 |  |  |  | 796 |  | Nacelle Assembly and Installation |  |  |  |  | C |  | Ea.
[11 empty] | W_M_796 |  |  |  | 797 |  | Hub |  |  |  |  | C |  | Ea.
[11 empty] | W_M_797 |  |  |  | 798 |  | Blades |  |  |  |  | C |  | Ea.
[11 empty] | W_M_798 |  |  |  | 799 |  | Rotor Assembly |  |  |  |  | C |  | Ea.
[11 empty] | W_M_799 |  |  |  | 800 |  | Mechanical Completion |  |  |  |  | C |  | Ea.
[11 empty] | W_M_800 |  |  |  | 801 |  | Turbine Configuration "2" Erection Reserved |  |  |  |  | C |  | Ea.
[11 empty] | W_M_801 |  |  |  | 802 |  | Turbine Configuration "2" Erection Reserved |  |  |  |  | C |  | Ea.
[11 empty] | W_M_802 |  |  |  | 803 |  | Turbine Configuration "2" Erection Reserved |  |  |  |  | C |  | Ea.
[11 empty] | W_M_803 |  |  |  | 804 |  | Turbine Configuration "2" Erection Reserved |  |  |  |  | C |  | Ea.
[11 empty] | W_M_804 |  |  |  | 805 |  | Turbine Configuration "2" Erection Reserved |  |  |  |  | C |  | Ea.
362-01-12.5006 | 362- | 01- | 12.5006 | [7 empty] | W_M_805 | ErectWTG | 12.5 | 12.5 | 12.5006 |  | Turbine Configuration "3": Erection and Nacelle Prep |  |  |  | Avg Erection: 1 WTG/Day | C |  | Ea.
[11 empty] | W_M_806 |  |  |  | 807 |  | Ground Level Electrical / Mechanical Work (DTA) |  |  |  |  | C |  | Ea.
[11 empty] | W_M_807 |  |  |  | 808 |  | Tower |  |  |  |  | C |  | Ea.
[11 empty] | W_M_808 |  |  |  | 809 |  | Tower Mid(s) |  |  |  |  | C |  | Ea.
[11 empty] | W_M_809 |  |  |  | 810 |  | Tower Top |  |  |  |  | C |  | Ea.
[11 empty] | W_M_810 |  |  |  | 811 |  | Nacelle Assembly and Installation |  |  |  |  | C |  | Ea.
[11 empty] | W_M_811 |  |  |  | 812 |  | Hub |  |  |  |  | C |  | Ea.
[11 empty] | W_M_812 |  |  |  | 813 |  | Blades |  |  |  |  | C |  | Ea.
[11 empty] | W_M_813 |  |  |  | 814 |  | Rotor Assembly |  |  |  |  | C |  | Ea.
[11 empty] | W_M_814 |  |  |  | 815 |  | Mechanical Completion |  |  |  |  | C |  | Ea.
[11 empty] | W_M_815 |  |  |  | 816 |  | Turbine Configuration "3" Erection Reserved |  |  |  |  | C |  | Ea.
[11 empty] | W_M_816 |  |  |  | 817 |  | Turbine Configuration "3" Erection Reserved |  |  |  |  | C |  | Ea.
[11 empty] | W_M_817 |  |  |  | 818 |  | Turbine Configuration "3" Erection Reserved |  |  |  |  | C |  | Ea.
[11 empty] | W_M_818 |  |  |  | 819 |  | Turbine Configuration "3" Erection Reserved |  |  |  |  | C |  | Ea.
[11 empty] | W_M_819 |  |  |  | 820 |  | Turbine Configuration "3" Erection Reserved |  |  |  |  | C |  | Ea.
362-01-12.5007 | 362- | 01- | 12.5007 | [7 empty] | W_M_820 | ErectWTG | 12.5 | 12.5 | 12.5007 |  | Turbine Configuration "4": Erection and Nacelle Prep |  |  |  | Avg Erection: 1 WTG/Day | C |  | Ea. |  |  |  | 0
[11 empty] | W_M_821 |  |  |  | 822 |  | Ground Level Electrical / Mechanical Work (DTA) |  |  |  |  | C |  | Ea.
[11 empty] | W_M_822 |  |  |  | 823 |  | Tower |  |  |  |  | C |  | Ea.
[11 empty] | W_M_823 |  |  |  | 824 |  | Tower Mid(s) |  |  |  |  | C |  | Ea.
[11 empty] | W_M_824 |  |  |  | 825 |  | Tower Top |  |  |  |  | C |  | Ea.
[11 empty] | W_M_825 |  |  |  | 826 |  | Nacelle Assembly and Installation |  |  |  |  | C |  | Ea.
[11 empty] | W_M_826 |  |  |  | 827 |  | Hub |  |  |  |  | C |  | Ea.
[11 empty] | W_M_827 |  |  |  | 828 |  | Blades |  |  |  |  | C |  | Ea.
[11 empty] | W_M_828 |  |  |  | 829 |  | Rotor Assembly |  |  |  |  | C |  | Ea.
[11 empty] | W_M_829 |  |  |  | 830 |  | Mechanical Completion |  |  |  |  | C |  | Ea.
[11 empty] | W_M_830 |  |  |  | 831 |  | Turbine Configuration "4" Erection Reserved |  |  |  |  | C |  | Ea.
[11 empty] | W_M_831 |  |  |  | 832 |  | Turbine Configuration "4" Erection Reserved |  |  |  |  | C |  | Ea.
[11 empty] | W_M_832 |  |  |  | 833 |  | Turbine Configuration "4" Erection Reserved |  |  |  |  | C |  | Ea.
[11 empty] | W_M_833 |  |  |  | 834 |  | Turbine Configuration "4" Erection Reserved |  |  |  |  | C |  | Ea.
[11 empty] | W_M_834 |  |  |  | 835 |  | Turbine Configuration "4" Erection Reserved |  |  |  |  | C |  | Ea.
362-01-12.5008 | 362- | 01- | 12.5008 | [7 empty] | W_M_835 | ErectWTG | 12.5 | 12.5 | 12.5008 |  | Turbine Wiring and Terminations |  |  |  |  | C | 106 | Ea. |  | 8800.5157 |  | 932854.6669
[11 empty] | W_M_836 |  |  |  | 837 |  | Turbine Configuration "1" Wiring and Terminations |  |  |  |  | C |  | Ea.
[11 empty] | W_M_837 |  |  |  | 838 |  | Turbine Configuration "2" Wiring and Terminations |  |  |  |  | C |  | Ea.
[11 empty] | W_M_838 |  |  |  | 839 |  | Turbine Configuration "3" Wiring and Terminations
[11 empty] | W_M_839 |  |  |  | 840 |  | Turbine Configuration "4" Wiring and Terminations
362-01-12.5009 | 362- | 01- | 12.5009 | [7 empty] | W_M_840 | ErectWTG | 12.5 | 12.5 | 12.5009 |  | Support OEM WTG Commissioning |  |  |  |  | C | 106 | Ea. |  | 4126.0372 |  | 437359.938
362-01-12.5010 | 362- | 01- | 12.5010 | [7 empty] | W_M_841 | ErectWTG | 12.5 | 12.5 | 12.5010 |  | WTG Erection Other |  |  |  |  | C | 106 | Ea. |  | 0 |  | 0
362-01-12.5011 | 362- | 01- | 12.5011 | [7 empty] | W_M_842 | ErectWTG | 12.5 | 12.5 | 12.5011 |  | FAA Light - Installation of Permanent Type |  |  | L-864/L-810 |  | C | 106 | Ea. |  | 865.2063 |  | 91711.8668
362-01-12.5012 | 362- | 01- | 12.5012 | [7 empty] | W_M_843 | ErectWTG | 12.5 | 12.5 | 12.5012 |  | FAA Light - Supply, Installation and Removal of Temporary Type |  |  | L-810(OL800) |  | C | 106 | Ea. |  | 3555.4787 |  | 376880.7454
362-01-12.5013 | 362- | 01- | 12.5013 | [7 empty] | W_M_844 | ErectWTG | 12.5 | 12.5 | 12.5013 |  | Aircraft Detection Lighting System Installation |  |  |  |  | C | 2 | Ea. |  | 298496.1702 |  | 596992.3405
| Header |  | 12.5 | [7 empty] | W_M_845 | ErectWTG | 12.5 | 12.5 | 12.5 |  | MISC. WTG ERECTION & INSTALLATION |  |  |  |  | C
362-01-12.6001 | 362- | 01- | 12.6001 | [7 empty] | W_M_846 | ErectWTG | 12.5 | 12.5 | 12.6001 |  | WTG Cleaning/Washing |  |  |  |  | C | 106 | Ea. |  | 605.6444 |  | 64198.3068
362-01-12.6002 | 362- | 01- | 12.6002 | [7 empty] | W_M_847 | ErectWTG | 12.5 | 12.5 | 12.6002 |  | Water Containment During Washing |  |  |  |  | C | 1 | Ea. |  | 8652.0629 |  | 8652.0629
362-01-12.6003 | 362- | 01- | 12.6003 | [7 empty] | W_M_848 | ErectWTG | 12.5 | 12.5 | 12.6003 |  | Misc Equip. & Tools For Erection |  |  |  |  | C | 106 | Ea. |  | 1211.2888 |  | 128396.6135
362-01-12.6004 | 362- | 01- | 12.6004 | [7 empty] | W_M_849 | ErectWTG | 12.5 | 12.5 | 12.6004 |  | Misc Equip. & Tools For Pre-Comm. |  |  |  |  | C | 2 | Mo. |  | 51912.3774 |  | 103824.7549
362-01-12.6005 | 362- | 01- | 12.6005 | [7 empty] | W_M_850 | ErectWTG | 12.5 | 12.5 | 12.6005 |  | Misc Field Fabrication & Erection |  |  |  |  | C | 106 | Ea. |  | 23014.4873 |  | 2439535.6568
362-01-12.6006 | 362- | 01- | 12.6006 | [7 empty] | W_M_851 | ErectWTG | 12.5 | 12.5 | 12.6006 |  | WTG Climb Assist Installation |  |  |  |  | C | 106 | Ea. |  | 0 |  | 0
| Header |  | 12.6 | [7 empty] | W_M_852 | ErectWTG | 12.5 | 12.5 | 12.6 |  | PROJECT WIND DELAYS |  |  |  |  | C
362-01-12.7001 | 362- | 01- | 12.7001 | [7 empty] | W_M_853 | ErectWTG | 12.5 | 12.5 | 12.7001 |  | WTG Erection Crew - Bottom's |  |  |  | Erection Crew Includes: | C |  | Crw. |  | 5883.4028 |  | 0
362-01-12.7002 | 362- | 01- | 12.7002 | [7 empty] | W_M_854 | ErectWTG | 12.5 | 12.5 | 12.7002 |  | WTG Erection Crew - Top's |  |  |  | Labor | C |  | Crw. |  | 7613.8154 |  | 0
362-01-12.7003 | 362- | 01- | 12.7003 | [7 empty] | W_M_855 | ErectWTG | 12.5 | 12.5 | 12.7003 |  | WTG Erection Crew - Rotor Only |  |  |  | Material | C |  | Crw. |  | 5883.4028 |  | 0
362-01-12.7004 | 362- | 01- | 12.7004 | [7 empty] | W_M_856 | ErectWTG | 12.5 | 12.5 | 12.7004 |  | WTG Erection Crew - Unloading Crew |  |  |  | Equipment | C |  | Crw. |  | 5018.1965 |  | 0
362-01-12.7005 | 362- | 01- | 12.7005 | [7 empty] | W_M_857 | ErectWTG | 12.5 | 12.5 | 12.7005 |  | WTG Erection Crew - Other, Explain |  |  |  | Overhead | C |  | Crw. |  | 0 |  | 0
[11 empty] | W_M_858 |  |  | - | 859 |  | - | - | - | - | - |  | - | - |  | - |  | -
[11 empty] | W_M_859 |  |  |  | 860 | [12 empty] | 29998210.5944
[11 empty] | W_M_860 |  |  |  | 861
| Header |  | 13.0 | [7 empty] | W_M_861 |  |  |  | 13.0 |  | MET's, O&M BLDG. & MISC. SITE CONSTRUCTION
[11 empty] | W_M_862 |  |  | - | 863 |  | - | - | - | - | - |  | - | - |  | - |  | -
| Header |  | 13.1 | [7 empty] | W_M_863 | O&M | 13 | 13 | 13.1 |  | MET TOWERS/STATIONS - PERMANENT
571-01-13.1001 | 571- | 01- | 13.1001 | [7 empty] | W_M_864 | O&M | 13.1 | 13 | 13.1001 |  | Supply Permanent MET Towers Instruments - NEE Supplied |  |  |  | TWR. Type: | US | 1 | Ea. |  | 46787.0627 |  | 46787.0627
571-01-13.1002 | 571- | 01- | 13.1002 |  |  | W_A_405 |  |  |  |  | W_M_865 | O&M | 13.1 | 13 | 13.1002 |  | Supply Permanent MET Tower |  |  |  | TWR. Height: | US | 1 | Ea. | 89 M | 330000.8498 |  | 330000.8498
571-01-13.1003 | 571- | 01- | 13.1003 | [7 empty] | W_M_866 | O&M | 13.1 | 13 | 13.1003 |  | Supply Permanent MET Towers Cabinet |  |  |  |  | US | 1 | Ea. |  | 47722.8039 |  | 47722.8039
571-01-13.1004 | 571- | 01- | 13.1004 | [7 empty] | W_M_867 | O&M | 13.1 | 13 | 13.1004 |  | Supply Permanent MET Tower FAA Light |  |  |  |  | US | 1 | Ea. |  | 11416.0433 |  | 11416.0433
371-01-13.1005 | 371- | 01- | 13.1005 | [7 empty] | W_M_868 | O&M | 13.2 | 13 | 13.1005 |  | Install Permanent MET Towers |  |  |  |  | C | 1 | Ea. |  | 280722.376 |  | 280722.376
371-01-13.3001 | 371- | 01- | 13.3001 | [7 empty] | W_M_869 | O&M | 13.2 | 13 | 13.3001 |  | Construction to remove existing Temporary MET |  |  |  |  | C | 0 | Ea. |  | 121646.363 |  | 0
| Header |  | 13.4 |  |  | W_A_76 |  |  |  |  | W_M_870 | O&M | 13 | 13 | 13.4 |  | O&M BUILDING, STORAGE FACILITY, KIOSK |  |  |  |  | C | Bldg B - 3150 SF
371-02-13.4001 | 371- | 02- | 13.4001 | [7 empty] | W_M_871 | O&M | 13 | 13 | 13.4001 |  | Project O&M Building Site Preparation |  |  |  |  | C | 2 | Ac. |  | 164253.1724 |  | 328506.3449
371-02-13.4002 | 371- | 02- | 13.4002 | [7 empty] | W_M_872 | O&M | 13 | 13 | 13.4002 |  | Project O&M Building Supply and Installation |  |  |  |  | C | 3150 | Sf. |  | 456.2674 |  | 1437242.4209
371-02-13.4003 | 371- | 02- | 13.4003 | [7 empty] | W_M_873 | O&M | 13 | 13 | 13.4003 |  | Observation Viewing Area & Kiosk |  |  |  |  | C | 0 | Ea. |  | 93574.1253 |  | 0
371-02-13.4004 | 371- | 02- | 13.4004 | [7 empty] | W_M_874 | O&M | 13 | 13 | 13.4004 |  | Tornado Shelter |  |  |  |  | C | 0 | Ea. |  | 0 |  | 0
| Header |  | 13.5 | [7 empty] | W_M_875 | O&M | 13 | 13 | 13.5 |  | OTHER MISC. SITE CONSTRUCTION |  |  |  |  | C
571-01-13.5001 | 571- | 01- | 13.5001 | [7 empty] | W_M_876 | O&M | 13 | 13 | 13.5001 |  | Incidentals & Consumables |  |  |  |  | C | 0 | Ea. |  | 1.8715 |  | 0
[11 empty] | W_M_877 |  |  | - | 878 |  | - | - | - | - | - |  | - | - |  | - |  | -
[11 empty] | W_M_878 |  |  |  | 879 | [12 empty] | 2482397.9015
[11 empty] | W_M_879 |  |  |  | 880
| Header |  | 14.0 | [7 empty] | W_M_880 |  |  |  | 14.0 |  | CONTRACTOR GENERAL G&A
[11 empty] | W_M_881 |  |  | - | 882 |  | - | - | - | - | - |  | - | - |  | - |  | -
| Header |  | 14.1 | [7 empty] | W_M_882 |  |  |  | 14.1 |  | MOB/DEMOB: GENERAL FACILITY SITE
376-01-14.1001 | 376- | 01- | 14.1001 | [7 empty] | W_M_883 | G&A | 14 | 14 | 14.1001 |  | Mob/Demob: General Facility Site |  |  |  |  | C | 1 | Lot |  | 102161.0794 |  | 102161.0794
| Header |  | 14.2 | [7 empty] | W_M_884 | G&A | 14 | 14 | 14.2 |  | SITE FACILITY TRUCKS, TRAILERS |  |  |  |  | C |  |  | Qty/Mo.
376-01-14.2001 | 376- | 01- | 14.2001 | [7 empty] | W_M_885 | G&A | 14 | 14 | 14.2001 |  | Project Vehicles During Construction |  |  |  | # Vehicles per Month: | C | 7 | Mo. | 10 | 47151.2674 |  | 330058.872
376-01-14.2002 | 376- | 01- | 14.2002 | [7 empty] | W_M_886 | G&A | 14 | 14 | 14.2002 |  | Field Office Trailers - Contractor |  |  |  | # Trailers per Month: | C | 7 | Mo. | 6 | 33948.9126 |  | 237642.3879
376-01-14.2003 | 376- | 01- | 14.2003 | [7 empty] | W_M_887 | G&A | 14 | 14 | 14.2003 |  | Field Office Trailers - NEE |  |  |  | # Trailers per Month: | C | 7 | Mo. | 2 | 11316.3042 |  | 79214.1293
376-01-14.2004 | 376- | 01- | 14.2004 | [7 empty] | W_M_888 | G&A | 14 | 14 | 14.2004 |  | Field Office Trailers - WTG OEM |  |  |  |  | C | 0 | Mo. |  | 5658.1521 |  | 0
376-01-14.2005 | 376- | 01- | 14.2005 | [7 empty] | W_M_889 | G&A | 14 | 14 | 14.2005 |  | Facilities & Infrastructure (sanitary, trash,etc.) |  |  |  |  | C | 7 | Mo. |  | 18860.507 |  | 132023.5488
376-01-14.2006 | 376- | 01- | 14.2006 | [7 empty] | W_M_890 | G&A | 14 | 14 | 14.2006 |  | Storage (Tools & Parts) Containers |  |  |  |  | C | 7 | Mo. |  | 943.0253 |  | 6601.1774
| Header |  | 14.3 | [7 empty] | W_M_891 | G&A | 14 | 14 | 14.3 |  | SITE SAFETY & SECURITY |  |  |  |  | C
376-01-14.3001 | 376- | 01- | 14.3001 | [7 empty] | W_M_892 | G&A | 14 | 14 | 14.3001 |  | Site Safety Services |  |  |  |  | C | 7 | Mo. |  | 32062.8619 |  | 224440.033
376-01-14.3002 | 376- | 01- | 14.3002 | [7 empty] | W_M_893 | G&A | 14 | 14 | 14.3002 |  | Safety Equipment & Materials |  |  |  |  | C | 7 | Mo. |  | 28290.7605 |  | 198035.3232
376-01-14.3003 | 376- | 01- | 14.3003 | [7 empty] | W_M_894 | G&A | 14 | 14 | 14.3003 |  | General Site Security |  |  |  |  | C | 7 | Mo. |  | 45265.2167 |  | 316856.5172
| Header |  | 14.4 | [7 empty] | W_M_895 | G&A | 14 | 14 | 14.4 |  | SITE EPC SUPPORT |  |  |  |  | C
376-01-14.4001 | 376- | 01- | 14.4001 | [7 empty] | W_M_896 | G&A | 14 | 14 | 14.4001 |  | Misc. Field Office G&A (PR, Office setup,etc.) |  |  |  |  | C | 1 | Lot |  | 2357563.3717 |  | 2357563.3717
376-01-14.4002 | 376- | 01- | 14.4002 | [7 empty] | W_M_897 | G&A | 14 | 14 | 14.4002 |  | Project Admin. & Site Support Services |  |  |  |  | C | 7 | Mo. | Normal | 14145.3802 |  | 99017.6616
376-01-14.4003 | 376- | 01- | 14.4003 | [7 empty] | W_M_898 | G&A | 14 | 14 | 14.4003 |  | Project Scheduling Services |  |  |  |  | C | 7 | Mo. |  | 22632.6084 |  | 158428.2586
376-01-14.4004 | 376- | 01- | 14.4004 | [7 empty] | W_M_899 | G&A | 14 | 14 | 14.4004 |  | Project Document Control Services |  |  |  |  | C | 7 | Mo. |  | 15088.4056 |  | 105618.8391
| Header |  | 14.5 | [7 empty] | W_M_900 | G&A | 14 | 14 | 14.5 |  | SITE CONTRACTOR GENERAL OTHER |  |  |  |  | C
376-01-14.5001 | 376- | 01- | 14.5001 | [7 empty] | W_M_901 | G&A | 14 | 14 | 14.5001 |  | Communications to Field Facilities |  |  |  |  | C | 1 | Lot |  | 94302.5349 |  | 94302.5349
376-01-14.5002 | 376- | 01- | 14.5002 | [7 empty] | W_M_902 | G&A | 14 | 14 | 14.5002 |  | Field Communications: Radios, Repeater, Base Station, Ant. Twr. |  |  |  |  | C | 7 | Mo. |  | 3772.1014 |  | 26404.7098
376-01-14.5003 | 376- | 01- | 14.5003 |  |  | W_A_143 |  |  |  |  | W_M_903 | LBC | 14 | 14 | 14.5003 |  | Load Bank Commissioning |  |  |  |  | C | 1 | Lot |  | 309312.3144 |  | 309312.3144
376-01-14.5004 | 376- | 01- | 14.5004 | [7 empty] | W_M_904 | G&A | 14 | 14 | 14.5004 |  | Other General Site Requirements |  |  |  | ***Specify if Used*** | C | 0 | Lot |  | 0 |  | 0
376-01-14.5005 | 376- | 01- | 14.5005 | [7 empty] | W_M_905 | G&A | 14 | 14 | 14.5005 |  | Contractor Permitting Support |  |  |  | ***Specify if Used*** | C | 1 | Lot |  | 39292.7229 |  | 39292.7229
| Header |  | 14.6 | [7 empty] | W_M_906 | G&A | 14 | 14 | 14.6 |  | PROJECT SPECIFIC ITEMS |  |  |  |  | C
371-05-14.6001 | 371- | 05- | 14.6001 | [7 empty] | W_M_907 | G&A | 14 | 14 | 14.6001 |  | EPC - NEE Requested LOC |  |  |  |  | C | 0 | Lot |  | 0 |  | 0
371-09-14.6002 | 371- | 09- | 14.6002 | [7 empty] | W_M_908 | G&A | 14 | 14 | 14.6002 |  | EPC Sales Tax |  |  |  |  | C | 0 | Lot |  | 0 |  | 0
[11 empty] | W_M_909 |  |  | - | 910 |  | - | - | - | - | - |  | - | - |  | - |  | -
[11 empty] | W_M_910 |  |  |  | 911 | [12 empty] | 4816973.4811
[11 empty] | W_M_911 |  |  |  | 912
| Header |  | 88.0 | [7 empty] | W_M_912 |  |  |  | 88.0 |  | WTG COSTS
[11 empty] | W_M_913 |  |  | - | 914 |  | - | - | - | - | - |  | - | - |  | - |  | -
| Header |  | 88.1 | [7 empty] | W_M_914 |  |  |  | 88.1 |  | WTG Turbine "1" |  |  |  |  | C
461-01-88.1100 | 461- | 01- | 88.1100 |  |  | W_A_32 |  |  | W_A_148 |  | W_M_915 | WTG | 88.01 | 88.11 | 88.1100 |  | Turbine "1" WTG Procurement |  |  |  |  | C | 106 | Ea. |  |  |  | 0
461-02-88.1200 | 461- | 02- | 88.1200 | [7 empty] | W_M_916 | WTGOptions | 88.02 | 88.12 | 88.1200 |  | Turbine "1" WTG Options |  |  |  |  | C | 106 | Ea. | Additional OEM Supplied Special Tooling, Advanced Climb Assist, Blade Coating |  |  | 0
461-04-88.1300 | 461- | 04- | 88.1300 | [7 empty] | W_M_917 | WTGship | 88.03 | 88.13 | 88.1300 |  | Turbine "1" WTG Shipping |  |  |  |  | C | 106 | Ea. |  |  |  | 0
561-09-88.1400 | 561- | 09- | 88.1400 | [7 empty] | W_M_918 | Store | 88.04 | 88.13 | 88.1400 |  | Turbine "1" WTG Storage |  |  |  |  | C |  | Ea. |  |  |  | 0
561-09-88.1500 | 561- | 09- | 88.1500 | [7 empty] | W_M_919 | Store | 88.04 | 88.13 | 88.1500 |  | Turbine "1" WTG Double Handling |  |  |  |  | C |  | Ea. |  |  |  | 0
461-02-88.1600 | 461- | 02- | 88.1600 | [7 empty] | W_M_920 | WTG | 88.02 | 88.11 | 88.1600 |  | Turbine "1" WTG Commissioning Support |  |  |  |  | C | 0 | Ea. | Additional OEM Commissioning | 0 |  | 0
461-02-88.1700 | 461- | 02- | 88.1700 | [7 empty] | W_M_921 | WTG | 88.02 | 88.11 | 88.1700 |  | Turbine "1" WTG Technical Field Assistance |  |  |  |  | C | 0 | Mo. | Additional WTG Rep for Erec./Mech Completion | 295200 |  | 0
| Header |  | 88.2 | [7 empty] | W_M_922 |  |  |  | 88.2 |  | WTG Turbine "2" (Safe Harbor) |  |  |  |  | C
461-01-88.2100 | 461- | 01- | 88.2100 |  |  | W_A_40 |  |  |  |  | W_M_923 | WTG | 88.01 | 88.21 | 88.2100 |  | Turbine "2" WTG Procurement |  |  |  |  | C | 0 | Ea. |  |  |  | 0
461-02-88.2200 | 461- | 02- | 88.2200 | [7 empty] | W_M_924 | WTGOptions | 88.02 | 88.21 | 88.2200 |  | Turbine "2" WTG Options |  |  |  |  | C | 0 | Ea. | Additional OEM Supplied Special Tooling, Advanced Climb Assist, Blade Coating |  |  | 0
461-04-88.2300 | 461- | 04- | 88.2300 | [7 empty] | W_M_925 | WTGship | 88.03 | 88.23 | 88.2300 |  | Turbine "2" WTG Shipping |  |  |  |  | C |  | Ea. |  |  |  | 0
561-09-88.2400 | 561- | 09- | 88.2400 | [7 empty] | W_M_926 | Store | 88.04 | 88.23 | 88.2400 |  | Turbine "2" WTG Storage |  |  |  |  | C |  | Ea. |  |  |  | 0
561-09-88.2500 | 561- | 09- | 88.2500 | [7 empty] | W_M_927 | Store | 88.04 | 88.23 | 88.2500 |  | Turbine "2" WTG Double Handling |  |  |  |  | C |  | Ea. |  |  |  | 0
461-02-88.2600 | 461- | 02- | 88.2600 | [7 empty] | W_M_928 | WTG | 88.02 | 88.21 | 88.2600 |  | Turbine "2" WTG Commissioning Support |  |  |  |  | C |  | Ea. |  |  |  | 0
461-02-88.2700 | 461- | 02- | 88.2700 | [7 empty] | W_M_929 | WTG | 88.02 | 88.21 | 88.2700 |  | Turbine "2" WTG Technical Field Assistance |  |  |  |  | C |  | Mo. |  |  |  | 0
| Header |  | 88.3 | [7 empty] | W_M_930 |  |  |  | 88.3 |  | WTG Turbine "3" |  |  |  |  | C
461-01-88.3100 | 461- | 01- | 88.3100 | [7 empty] | W_M_931 | WTG | 88.01 | 88.11 | 88.3100 |  | Turbine "3" WTG Procurement |  |  |  |  | C |  | Ea. |  |  |  | 0
461-02-88.3200 | 461- | 02- | 88.3200 | [7 empty] | W_M_932 | WTGOptions | 88.02 | 88.12 | 88.3200 |  | Turbine "3" WTG Options |  |  |  |  | C |  | Ea. |  |  |  | 0
461-04-88.3300 | 461- | 04- | 88.3300 | [7 empty] | W_M_933 | WTGship | 88.03 | 88.13 | 88.3300 |  | Turbine "3" WTG Shipping |  |  |  |  | C |  | Ea. |  |  |  | 0
561-09-88.3400 | 561- | 09- | 88.3400 | [7 empty] | W_M_934 | Store | 88.04 | 88.13 | 88.3400 |  | Turbine "3" WTG Storage |  |  |  |  | C |  | Ea. |  |  |  | 0
561-09-88.3500 | 561- | 09- | 88.3500 | [7 empty] | W_M_935 | Store | 88.04 | 88.13 | 88.3500 |  | Turbine "3" WTG Double Handling |  |  |  |  | C |  | Ea. |  |  |  | 0
461-02-88.3600 | 461- | 02- | 88.3600 | [7 empty] | W_M_936 | WTG | 88.02 | 88.11 | 88.3600 |  | Turbine "3" WTG Commissioning Support |  |  |  |  | C |  | Ea. |  |  |  | 0
461-02-88.3700 | 461- | 02- | 88.3700 | [7 empty] | W_M_937 | WTG | 88.02 | 88.11 | 88.3700 |  | Turbine "3" WTG Technical Field Assistance |  |  |  |  | C |  | Mo. |  |  |  | 0
| Header |  | 88.4 | [7 empty] | W_M_938 |  |  |  | 88.4 |  | WTG Turbine "4" |  |  |  |  | C
461-01-88.4100 | 461- | 01- | 88.4100 | [7 empty] | W_M_939 | WTG | 88.01 | 88.11 | 88.4100 |  | Turbine "4" WTG Procurement |  |  |  |  | C |  | Ea. |  |  |  | 0
461-02-88.4200 | 461- | 02- | 88.4200 | [7 empty] | W_M_940 | WTGOptions | 88.02 | 88.12 | 88.4200 |  | Turbine "4" WTG Options |  |  |  |  | C |  | Ea. |  |  |  | 0
461-04-88.4300 | 461- | 04- | 88.4300 | [7 empty] | W_M_941 | WTGship | 88.03 | 88.13 | 88.4300 |  | Turbine "4" WTG Shipping |  |  |  |  | C |  | Ea. |  |  |  | 0
561-09-88.4400 | 561- | 09- | 88.4400 | [7 empty] | W_M_942 | Store | 88.04 | 88.13 | 88.4400 |  | Turbine "4" WTG Storage |  |  |  |  | C |  | Ea. |  |  |  | 0
561-09-88.4500 | 561- | 09- | 88.4500 | [7 empty] | W_M_943 | Store | 88.04 | 88.13 | 88.4500 |  | Turbine "4" WTG Double Handling |  |  |  |  | C |  | Ea. |  |  |  | 0
461-02-88.4600 | 461- | 02- | 88.4600 | [7 empty] | W_M_944 | WTG | 88.02 | 88.11 | 88.4600 |  | Turbine "4" WTG Commissioning Support |  |  |  |  | C |  | Ea. |  |  |  | 0
461-02-88.4700 | 461- | 02- | 88.4700 | [7 empty] | W_M_945 | WTG | 88.02 | 88.11 | 88.4700 |  | Turbine "4" WTG Technical Field Assistance |  |  |  |  | C |  | Mo. |  |  |  | 0
[11 empty] | W_M_946 |  |  | - | 947 |  | - | - | - | - | - |  | - | - |  | - |  | -
[11 empty] | W_M_947 |  |  |  | 948 | [12 empty] | 0
W_M_948
| Header |  | 96 | [7 empty] | W_M_949 |  |  |  | 96 |  | NEE GENERAL M&A
[11 empty] | W_M_950 |  |  | - | 951 |  | - | - | - | - | - |  | - | - |  | - |  | -
| Header |  | 96.1 | [7 empty] | W_M_951 | NEE | 96 | 96 | 96.1 |  | NEE- FIELD / SITE PERSONNEL | Base assumption is all personnel are contractors |  |  |  |  | PC to determine: |  | Contractor?
576-02-96.1001 | 576- | 02- | 96.1001 | [7 empty] | W_M_952 | NEE | 96 | 96 | 96.1001 |  | NEE: Project Manager |  |  |  |  | US | 9.0349 | Mo. |  | 13390 |  | 120977.4127
576-02-96.1002 | 576- | 02- | 96.1002 | [7 empty] | W_M_953 | NEE | 96 | 96 | 96.1002 |  | NEE: Construction Manager |  |  |  |  | US | 7.1951 | Mo. |  | 12496.99 |  | 89916.7412
576-02-96.1003 | 576- | 02- | 96.1003 | [7 empty] | W_M_954 | NEE | 96 | 96 | 96.1003 |  | NEE: Elec./Civil Superintendent |  |  |  |  | US | 0 | Mo. |  | 10712 |  | 0
576-02-96.1004 | 576- | 02- | 96.1004 | [7 empty] | W_M_955 | NEE | 96 | 96 | 96.1004 |  | NEE: Electrical Superintendent |  |  |  |  | US | 17.4456 | Mo. |  | 10712 |  | 186877.1088
576-02-96.1005 | 576- | 02- | 96.1005 | [7 empty] | W_M_956 | NEE | 96 | 96 | 96.1005 |  | NEE: Civil Superintendent |  |  |  |  | US | 5.8152 | Mo. |  | 10712 |  | 62292.3696
576-02-96.1006 | 576- | 02- | 96.1006 | [7 empty] | W_M_957 | NEE | 96 | 96 | 96.1006 |  | NEE: Erection Superintendent |  |  |  |  | US | 13.306 | Mo. |  | 10712 |  | 142533.3881
576-02-96.1007 | 576- | 02- | 96.1007 | [7 empty] | W_M_958 | NEE | 96 | 96 | 96.1007 |  | NEE: Interconn. Coordinator |  |  |  |  | US | 3.5 | Mo. |  | 14281.98 |  | 49986.93
576-02-96.1008 | 576- | 02- | 96.1008 | [7 empty] | W_M_959 | NEE | 96 | 96 | 96.1008 |  | NEE: T-Line Superintendent |  |  |  |  | US | 0 | Mo. |  | 12617.5 |  | 0
576-02-96.1009 | 576- | 02- | 96.1009 | [7 empty] | W_M_960 | NEE | 96 | 96 | 96.1009 |  | NEE: Mat'l/Logistics Coordinator |  |  |  |  | US | 5.8152 | Mo. |  | 9818.99 |  | 57099.3423
576-02-96.1010 | 576- | 02- | 96.1010 | [7 empty] | W_M_961 | NEE | 96 | 96 | 96.1010 |  | NEE: Site/Prj. Coordinator |  |  |  |  | US | 6.2752 | Mo. |  | 9818.99 |  | 61615.6744
576-02-96.1011 | 576- | 02- | 96.1011 | [7 empty] | W_M_962 | NEE | 96 | 96 | 96.1011 |  | NEE: QA/QC Inspector |  |  |  |  | US | 6.0452 | Mo. |  | 9818.99 |  | 59357.5083
576-02-96.1012 | 576- | 02- | 96.1012 | [7 empty] | W_M_963 | NEE | 96 | 96 | 96.1012 |  | NEE: Safety & Enviornmental |  |  |  |  | US | 6.2752 | Mo. |  | 9818.99 |  | 61615.6744
576-02-96.1013 | 576- | 02- | 96.1013 | [7 empty] | W_M_964 | NEE | 96 | 96 | 96.1013 |  | NEE: Project Controller |  |  |  |  | US | 6.2752 | Mo. |  | 2500 |  | 15687.885
576-02-96.1014 | 576- | 02- | 96.1014 | [7 empty] | W_M_965 | NEE | 96 | 96 | 96.1014 |  | NEE: Early Stage Project Management |  |  |  |  | US | 7.1951 | Mo. |  | 3250 |  | 23383.9836
| Header |  | 96.2 | [7 empty] | W_M_966 | NEE | 96 | 96 | 96.2 |  | SITE BOUND PERSONNEL
576-02-96.2001 | 576- | 02- | 96.2001 | [7 empty] | W_M_967 | NEE | 96 | 96 | 96.2001 |  | Administrative Support |  |  |  |  | US | 9.0349 | Mo. |  | 4462.99 |  | 40322.7023
576-02-96.2002 | 576- | 02- | 96.2002 | [7 empty] | W_M_968 | NEE | 96 | 96 | 96.2002 |  | NEE General Site Security |  |  |  |  | US | 0 | Mo. |  | 12360 |  | 0
576-02-96.2003 | 576- | 02- | 96.2003 | [7 empty] | W_M_969 | NEE | 96 | 96 | 96.2003 |  | Site Bound Personnel Other |  |  |  |  | US | 0 | Mo. |  | 0 |  | 0
| Header |  | 96.3 | [7 empty] | W_M_970 | NEE | 96 | 96 | 96.3 |  | NEE - FIELD / SITE EXPENDITURES |  |  |  |  | US
576-03-96.3001 | 576- | 03- | 96.3001 | [7 empty] | W_M_971 | NEE | 96 | 96 | 96.3001 |  | Prj. Vehicle's: NEE Trucks |  | add 44 | Non-PO Invoice |  | US | 89.7423 | Mo. |  | 824 |  | 73947.655
576-03-96.3002 | 576- | 03- | 96.3002 | [7 empty] | W_M_972 | NEE | 96 | 96 | 96.3002 |  | Prj. Vehicle's: NEE ATVs |  |  |  |  | US | 0 | Ea. |  | 8240 |  | 0
576-03-96.3003 | 576- | 03- | 96.3003 | [7 empty] | W_M_973 | NEE | 96 | 96 | 96.3003 |  | Prj. Vehicle's Insurance rate |  |  |  |  | US | 7.4785 | Trk-Yrs |  | 525.3 |  | 3928.4692
576-02-96.3004 | 576- | 02- | 96.3004 | [7 empty] | W_M_974 | NEE | 96 | 96 | 96.3004 |  | Subsistence for Field Personnel (lodging, meals, etc.) |  |  |  |  | US | 2731.5313 | Dy |  | 113.3 |  | 309482.4906
576-02-96.3005 | 576- | 02- | 96.3005 | [7 empty] | W_M_975 | NEE | 96 | 96 | 96.3005 |  | Travel (Air Fares, Vendor Inspections, Etc.) |  |  |  |  | US | 111.4911 | Ea. |  | 695.25 |  | 77514.1674
576-04-96.3997 | 576- | 04- | 96.3997 | [7 empty] | W_M_976 | NEE | 96 | 96 | 96.3997 |  | Home Office Support - NEE |  |  |  |  | US | 9.0349 | Mo. |  | 44290 |  | 400156.0575
576-02-96.3998 | 576- | 02- | 96.3998 | [7 empty] | W_M_977 | NEE | 96 | 96 | 96.3998 |  | NEE: Unifier Support |  |  |  |  | US | 6.2752 | Mo. |  | 1875 |  | 11765.9138
576-04-96.3999 | 576- | 04- | 96.3999 |  |  | W_A_148 |  |  | W_A_148 |  | W_M_978 | NEE | 96 | 96 | 96.3999 |  | Other NEE Field Site Expenditures (Special Purchases) |  |  |  |  | US | 0 | Lot |  | 0 |  | 0
| Header |  | 96.4 | [7 empty] | W_M_979 | NEE | 96 | 96 | 96.4 |  | NEE - OTHER (If Not Carried By Contractor) |  |  |  |  | US
576-03-96.4001 | 576- | 03- | 96.4001 | [7 empty] | W_M_980 | NEE | 96 | 96 | 96.4001 |  | Field Office Trailers - NEE |  |  |  |  | US | 0 | Mo. | with EPC | 3605 |  | 0
576-03-96.4002 | 576- | 03- | 96.4002 | [7 empty] | W_M_981 | NEE | 96 | 96 | 96.4002 |  | Facilities & Infrastructure (sanitary, trash,etc.) |  |  |  |  | US | 0 | Mo. | with EPC | 6180 |  | 0
576-03-96.4003 | 576- | 03- | 96.4003 | [7 empty] | W_M_982 | NEE | 96 | 96 | 96.4003 |  | Storage Containers |  |  |  |  | US | 0 | Mo. | with EPC | 6180 |  | 0
576-04-96.4004 | 576- | 04- | 96.4004 | [7 empty] | W_M_983 | NEE | 96 | 96 | 96.4004 |  | Misc. Field Office G&A (Office setup,etc.) |  |  |  |  | US | 7.1951 | Mo. |  | 12875 |  | 92636.5503
576-04-96.4005 | 576- | 04- | 96.4005 | [7 empty] | W_M_984 | NEE | 96 | 96 | 96.4005 |  | Communications to Field Facilities |  |  |  |  | US | 1 | Ea. |  | 51500 |  | 51500
576-04-96.4006 | 576- | 04- | 96.4006 | [7 empty] | W_M_985 | NEE | 96 | 96 | 96.4006 |  | Safety & Public Relations |  |  |  |  | US | 1 | Ea. |  | 41200 |  | 41200
576-04-96.4007 | 576- | 04- | 96.4007 | [7 empty] | W_M_986 | NEE | 96 | 96 | 96.4007 |  | NEE's OVH Mark-up |  |  |  |  | US | 0 | Ea. |  | 0 |  | 0
561-08-96.4008 | 561- | 08- | 96.4008 |  |  | W_A_143 |  |  |  |  | W_M_987 | LBC | 96 | 96 | 96.4008 |  | NEE Load Bank Commissioning Costs |  |  |  |  | US | 1 | Lot |  | 730000 |  | 730000
571-10-96.4009 | 571- | 10- | 96.4009 | [7 empty] | W_M_988 | NEE | 96 | 96 | 96.4009 |  | NEE Sales Tax |  |  |  |  | US | 0 | Lot |  | 0 |  | 0
[11 empty] | W_M_989 |  |  |  | 990
[11 empty] | W_M_990 |  |  |  | 991 | [12 empty] | 2763798.0245
[11 empty] | W_M_991 |  |  |  | 992 |  |  |  |  | Labor | Materials
[11 empty] | W_M_992 |  |  |  | 993 |  |  |  | Date of Escalation Start | 2022-01-01 | 2022-01-01
| Header |  | 97.0 | [7 empty] | W_M_993 |  |  |  | 97.0 |  | PROJECT CONTINGENCY | [7 empty] | Esc. %
[11 empty] | W_M_994 |  |  | - | 995 |  | - | - | - | - | - |  | - | - |  | - |  | -
| Header |  | 97.1 | [7 empty] | W_M_995 | ESC | 97.1 | 97 | 97.1 |  | ESCALATION BREAKDOWN |  |  | Labor | Material |  | H2 2028 | COD Year
580-01-97.1001 | 580- | 01- | 97.1001 | [7 empty] | W_M_996 | ESC | 97.1 | 97 | 97.1001 |  | Escalation:NEE BOP Matl-Excl WTG, TL, Incl SS |  | NEE Procured (no CRF delta) |  | 100% | US | 1 | LS | 12.62% | 5274913.323 |  | 5274913.323
580-01-97.1002 | 580- | 01- | 97.1002 | [7 empty] | W_M_997 | ESC | 97.1 | 97 | 97.1002 |  | Escalation:NEE Labor |  | no CRF delta | 100% |  | US | 1 | LS | 15.93% | 707779.043 |  | 707779.043
580-02-97.1003 | 580- | 02- | 97.1003 | [7 empty] | W_M_998 | ESC | 97.1 | 97 | 97.1003 |  | Escalation:EPC Material |  |  |  | 30% | C | 1 | LS | 12.62% | 6405326.8696 |  | 6405326.8696
580-02-97.1004 | 580- | 02- | 97.1004 | [7 empty] | W_M_999 | ESC | 97.1 | 97 | 97.1004 |  | Escalation:EPC Labor |  |  | 70% |  | C | 1 | LS | 15.93% | 18868316.9835 |  | 18868316.9835
[11 empty] | W_M_1000 | ESC | 97.1 | 97 | 1001
580-02-97.1005 | 580- | 02- | 97.1005 | [7 empty] | W_M_1001 | ESC | 97.1 | 97 | 97.1005 |  | Escalation:EPC Substation Material |  | Estimate Cost Based on: |  | 10% | US | 1 | LS | 12.62% | 77504.3814 |  | 77504.3814
580-02-97.1006 | 580- | 02- | 97.1006 | [7 empty] | W_M_1002 | ESC | 97.1 | 97 | 97.1006 |  | Escalation:EPC Substation Labor |  |  | 90% |  | C | 1 | LS | 15.93% | 880610.4706 |  | 880610.4706
[11 empty] | W_M_1003 | ESC | 97.1 | 97 | 1004
580-01-97.1007 | 580- | 01- | 97.1007 | [7 empty] | W_M_1004 | ESC | 97.1 | 97 | 97.1007 |  | Escalation:NEE T-Line Material |  | no CRF delta |  | 100% | US | 1 | LS | 0% | 0 |  | 0
580-03-97.1008 | 580- | 03- | 97.1008 | [7 empty] | W_M_1005 | ESC | 97.1 | 97 | 97.1008 |  | Escalation:EPC T-Line Labor |  |  | 100% |  | C | 1 | LS | 0% | 0 |  | 0
[11 empty] | W_M_1006 | ESC | 97.1 | 97 | 1007
580-01-97.1009 | 580- | 01- | 97.1009 | [7 empty] | W_M_1007 | ESC | 97.1 | 97 | 97.1009 |  | Escalation:WTG and Options |  | no CRF delta |  | 100% | US | 1 | LS | 0% | 0 |  | 0
[11 empty] | W_M_1008 | ESC | 97.1 | 97 | 1009
[11 empty] | W_M_1009 | ESC | 97.1 | 97 | 1010
580-05-97.1010 | 580- | 05- | 97.1010 | [7 empty] | W_M_1010 | ESC | 97.1 | 97 | 97.1010 |  | Escalation:NEE Switchyard Material |  | no CRF delta |  | 100% | US | 1 | LS | 0% | 0 |  | 0
580-05-97.1011 | 580- | 05- | 97.1011 | [7 empty] | W_M_1011 | ESC | 97.1 | 97 | 97.1011 |  | Escalation:EPC Switchyard Labor |  |  | 100% |  | C | 1 | LS | 0% | 0 |  | 0
[11 empty] | W_M_1012 | ESC | 97.1 | 97 | 1013
580-01-97.1012 | 580- | 01- | 97.1012 | [7 empty] | W_M_1013 | ESC | 97.1 | 97 | 97.1012 |  | Escalation:WTG Shipping and Demurrage |  | no CRF delta | 100% |  | US | 1 | LS | 0% | 0 |  | 0
[11 empty] | W_M_1014 | ESC | 97.1 | 97 | 1015
580-01-97.1999 | 580- | 01- | 97.1999 | [7 empty] | W_M_1015 | ESC | 97.1 | 97 | 97.1999 |  | Reserved |  | (previously project escalation) |  |  |  |  | LS |  |  |  | 0
| Header |  | 97.2 | [7 empty] | W_M_1016 | Adjust | 97.2 | 97 | 97.2 |  | PRICING ADJUSTMENTS
[11 empty] | W_M_1017 | Adjust | 97.2 | 97 | 1018
[11 empty] | W_M_1018 | Adjust | 97.2 | 97 | 1019
580-01-97.2001 | 580- | 01- | 97.2001 |  |  | W_A_148 |  |  |  |  | W_M_1019 | Adjust | 97.2 | 97 | 97.2001 |  | Technology Adjustment | Excluding WTGs, Engineering, NEE M&A |  |  |  | US | 1 | LS | 0% | 0 |  | 0
[11 empty] | W_M_1020 | Adjust | 97.2 | 97 | 1021
580-01-97.2002 | 580- | 01- | 97.2002 | [7 empty] | W_M_1021 | Adjust | 97.2 | 97 | 97.2002 |  | Market Condition Adjustment | Excluding WTGs, Engineering, NEE M&A |  |  |  | US | 1 | LS | 0% | 0 |  | 0
[11 empty] | W_M_1022 | Adjust | 97.2 | 97 | 1023
[11 empty] | W_M_1023 | AdjustC | 97.21 | 97 | 1024 |  | Steel Commodity Adder | 4 |  |  |  | US | 700 | Tn | 100% | 0
[11 empty] | W_M_1024 | Adjust | 97.2 | 97 | 1025
[11 empty] | W_M_1025 | AdjustC | 97.21 | 97 | 1026 |  | Aluminum Commodity Adder | 3 |  |  |  | US | 1900000 | Lb | 100% | 0
[11 empty] | W_M_1026 | Adjust | 97.2 | 97 | 1027
[11 empty] | W_M_1027 | AdjustC | 97.21 | 97 | 1028 |  | Copper Commodity Adder | 2 |  |  |  | US | 300000 | Lb | 100% | 0
[11 empty] | W_M_1028 | Adjust | 97.2 | 97 | 1029
[11 empty] | W_M_1029 | AdjustC | 97.21 | 97 | 1030 |  | Reinforcing Steel Commodity Adder | 5 |  |  |  | US | 2700 | Tn | 100% | 0
[11 empty] | W_M_1030 | Adjust | 97.2 | 97 | 1031
580-01-97.2010 | 580- | 01- | 97.2010 | [7 empty] | W_M_1031 | AdjustC | 97.21 | 97 | 97.2010 |  | Commodity Adjustment |  |  |  |  | US | 1 | LS |  | 0 |  | 0
[11 empty] | W_M_1032 | Adjust | 97.2 | 97 | 1033
580-01-97.2999 | 580- | 01- | 97.2999 | [7 empty] | W_M_1033 | Adjust | 97.2 | 97 | 97.2999 |  | Project Pricing Adjustment |  |  |  |  | US |  | LS |  |  |  | 0
[11 empty] | W_M_1034 |  |  | - | 1035 |  | - | - | - | - |  |  | - | - |  | - |  | -
[11 empty] | W_M_1035 |  |  |  | 1036 | [12 empty] | 32214451.0712
[11 empty] | W_M_1036 |  |  |  | 1037
[11 empty] | W_M_1037 |  |  |  | 1038 |  | PROJECT CONTINGENCY
[11 empty] | W_M_1038 |  |  | - | 1039 |  | - | - | - | - | - |  | - | - |  | - |  | -
| Header |  | 97.3 | [7 empty] | W_M_1039 | Cont | 97.3 | 97 | 97.3 |  | NEE EXPOSURES / CONTINGENCY
[6 empty] | W_A_148 |  | W_A_411 |  |  | W_M_1040 | Cont |  | 97 | 1041 |  | NEE Proc. BOP Const. Mat'l only (Excld's WTG Proc.) |  |  |  |  | US | 9% | Pct. | Diligencing | 51104679.1926
[6 empty] | W_A_148 |  |  |  |  | W_M_1041 | Cont |  | 97 | 1042 |  | EPC W.F. Contracted Material & Labor: |  |  |  |  | C | 9% | Pct. |  | 202034432.8114
[6 empty] | W_A_148 |  |  |  |  | W_M_1042 | Cont |  | 97 | 1043 |  | EPC - Substation Contractor Labor |  |  |  |  | US | 9% | Pct. |  | 7023832.9803
[6 empty] | W_A_148 |  |  |  |  | W_M_1043 | Cont |  | 97 | 1044 |  | T-Line Construction (Labor &Mat'l): |  |  |  |  | US | 10% | Pct. |  | 0
[11 empty] | W_M_1044 | Cont |  | 97 | 1045 |  | WTG Options (Non Shipping Non Base Price) |  |  |  |  | US | 0% | Pct. |  | 0
[6 empty] | W_A_148 |  |  |  |  | W_M_1045 | Cont |  | 97 | 1046 |  | Swyd Construction (Labor &Mat'l): |  |  |  |  | US | 9% | Pct. |  | 0
[11 empty] | W_M_1046 | Cont |  | 97 | 1047 |  | WTG Shipping (Incl'ds Demurrage): |  |  |  |  | US | 0% | Pct. |  | 0
[11 empty] | W_M_1047 | Cont |  | 97 | 1048 |  | Market Condition Adjustment- Cont |  |  |  |  | C | 0% | Pct. |  | 253846891.047
580-08-97.3999 | 580- | 08- | 97.3999 | [7 empty] | W_M_1048 | Cont | 97.3 | 97 | 97.3999 |  | NEE Project Contingency |  |  |  |  | C | 1 | Lot |  | 23414665.0486 |  | 23414665.0486
| Header |  | 97.4 | [7 empty] | W_M_1049 | Wind | 97.3 | 97 | 97.4 |  | NEE ALLOCATED CONTINGENCY |  |  |  |  | C
580-08-97.4001 | 580- | 08- | 97.4001 | [7 empty] | W_M_1050 | Wind | 97.3 | 97 | 97.4001 |  | Wind Delay Days - Typical |  |  |  |  | C | 11 | Dy. |  | 49506.25 |  | 544568.75
580-08-97.4002 | 580- | 08- | 97.4002 | [7 empty] | W_M_1051 | Wind | 97.3 | 97 | 97.4002 |  | Wind Delay Days - Additional |  |  |  |  | C | 0 | Dy. |  | 49506.25 |  | 0
[11 empty] | W_M_1052 |  |  | - | 1053 |  | - | - | - | - | - |  | - | - |  | - |  | -
[11 empty] | W_M_1053 |  |  |  | 1054 | [12 empty] | 23959233.7986
[11 empty] | W_M_1054 |  |  |  | 1055
| Header |  | 98.0 | [7 empty] | W_M_1055 |  |  |  | 98.0 |  | Other Project Cost Considerations
[11 empty] | W_M_1056 |  |  | - | 1057 |  | - | - | - | - | - |  | - | - |  | - |  | -
| Header |  | 98.1 | [7 empty] | W_M_1057 | NEE | 98 | 98 | 98.1 |  | PRE - COD Risk
571-04-98.1001 | 571- | 04- | 98.1001 | [7 empty] | W_M_1058 | NEE | 98 | 98 | 98.1001 |  | Builders All- Risk Insurance |  |  |  |  | US | 0 | Ea. |  | 747300 |  | 0
571-04-98.1002 | 571- | 04- | 98.1002 | [7 empty] | W_M_1059 | NEE | 98 | 98 | 98.1002 |  | Performance Bonds / Letters of Credit |  |  |  |  | US | 0 | Ea. |  | 373650 |  | 0
571-04-98.1003 | 571- | 04- | 98.1003 | [7 empty] | W_M_1060 | NEE | 98 | 98 | 98.1003 |  | General Liability Insurance Premium |  |  |  |  | US | 0 | Ea. |  | 12536.4059 |  | 0
571-04-98.1004 | 571- | 04- | 98.1004 | [7 empty] | W_M_1061 | NEE | 98 | 98 | 98.1004 |  | Construction Insurance |  |  |  |  | US | 0 | Ea. |  | 127041 |  | 0
571-04-98.1005 | 571- | 04- | 98.1005 | [7 empty] | W_M_1062 | NEE | 98 | 98 | 98.1005 |  | DSU Insurance (Delayed Start-Up) |  |  |  |  | US | 0 | Ea. |  | 0 |  | 0
571-04-98.1006 | 571- | 04- | 98.1006 | [7 empty] | W_M_1063 | NEE | 98 | 98 | 98.1006 |  | Pre-COD Risk Other Costs |  |  |  |  | US | 0 | Ea. |  | 0 |  | 0
| Header |  | 98.2 | [7 empty] | W_M_1064 | NEE | 98 | 98 | 98.2 |  | POST - COD Risk |  |  |  |  | US
571-04-98.2001 | 571- | 04- | 98.2001 | [7 empty] | W_M_1065 | NEE | 98 | 98 | 98.2001 |  | Business Interruption Insurance |  |  |  |  | US | 0 | Ea. |  | 597840 |  | 0
571-04-98.2003 | 571- | 04- | 98.2003 | [7 empty] | W_M_1066 | NEE | 98 | 98 | 98.2003 |  | Crop Damage to L.O.'s |  |  |  |  | US | 0 | Ac. |  | 1100 |  | 0
571-04-98.2004 | 571- | 04- | 98.2004 | [7 empty] | W_M_1067 | NEE | 98 | 98 | 98.2004 |  | NEE's Construction Wrap, Fee (1) |  |  |  |  | US | 0% | Pct. |  | 0 |  | 0
571-04-98.2005 | 571- | 04- | 98.2005 | [7 empty] | W_M_1068 | NEE | 98 | 98 | 98.2005 |  | NEE's Construction Wrap, Fee (2) |  |  |  |  | US | 0% | Pct. |  | 0 |  | 0
[11 empty] | W_M_1069 |  |  | - | 1070 |  | - | - | - | - | - |  | - | - |  | - |  | -
[11 empty] | W_M_1070 |  |  |  | 1071 | [12 empty] | 0
W_M_1071
| Header |  | 99.0 | [7 empty] | W_M_1072 |  |  |  | 99.0 |  | PROJECT DEVELOPMENT
[11 empty] | W_M_1073 |  |  | - | 1074 |  | - | - |  | - | - |  | - | - |  | - |  | -
| Header |  | 99.1 | [7 empty] | W_M_1074 | NEE |  |  | 99.1 |  | DEVELOPMENT
001-299-99.1001 | 001- | 299- | 99.1001 | [7 empty] | W_M_1075 | NEE | 99 | 99 | 99.1001 |  | Development Costs |  |  |  |  | US | 0 | Lot |  | 0 |  | 0
001-299-99.1101 | 001- | 299- | 99.1101 | [7 empty] | W_M_1076 | NEE | 99 | 99 | 99.1101 |  | Purchase Development Rights |  |  |  |  | US | 0 | Lot |  | 0 |  | 0
001-299-99.1201 | 001- | 299- | 99.1201 | [7 empty] | W_M_1077 | NEE | 99 | 99 | 99.1201 |  | Promote Payment |  |  |  |  | US | 0 | Lot |  | 0 |  | 0
001-299-99.1301 | 001- | 299- | 99.1301 | [7 empty] | W_M_1078 |  | 99 | 99 | 99.1301 |  | Land |  |  |  |  | US | 0 | Lot |  | 0 |  | 0
| Header |  | 99.2 | [7 empty] | W_M_1079 | NEE |  |  | 99.2 |  | NON-REIMBURSABLE SYSTEM UPGRADES |  |  |  |  | US
023-03-99.2001 | 023- | 03- | 99.2001 | [7 empty] | W_M_1080 | NEE | 99 | 99 | 99.2001 |  | Non-Reimbursable System Upgrades |  |  |  |  | US | 0 | Lot |  | 0 |  | 0
| Header |  | 99.3 | [7 empty] | W_M_1081 | NEE |  |  | 99.3 |  | OPERATIONS |  |  |  |  | US
800-899-99.3001 | 800- | 899- | 99.3001 | [7 empty] | W_M_1082 | NEE | 99 | 99 | 99.3001 |  | Startup Capital |  |  |  |  | US | 0 | Lot |  | 0 |  | 0
800-899-99.3002 | 800- | 899- | 99.3002 | [7 empty] | W_M_1083 | NEE | 99 | 99 | 99.3002 |  | Supply Climb Assist |  |  |  |  | US | 0 | Ea. |  | 0 |  | 0
800-899-99.3003 | 800- | 899- | 99.3003 | [7 empty] | W_M_1084 | NEE | 99 | 99 | 99.3003 |  | WTG E-Locks / NERC CIP Locks |  |  |  |  | US | 0 | Ea. |  | 0 |  | 0
[11 empty] | W_M_1085 |  |  | - | 1086 |  | - | - | - | - | - |  | - | - |  | - |  | -
[11 empty] | W_M_1086 |  |  |  | 1087 | [12 empty] | 0
[11 empty] | W_M_1087 |  |  |  | 1088
[11 empty] | W_M_1088 |  |  |  | 1089 | [12 empty] | NEER
| Total_History |  | Total_History | [7 empty] | W_M_1089 |  |  |  | Total_History | [11 empty] | Total Prj. Cost: | 277806124.8456
[11 empty] | W_M_1090 |  |  |  | 1091
[11 empty] | W_M_1091 |  |  |  | 1092 | [6 empty] | C |  |  |  | CAD |  | 0
[11 empty] | W_M_1092 |  |  |  | 1093 | [6 empty] | US |  |  |  | USD |  | 277806124.8456
[11 empty] | W_M_1093 |  |  |  | 1094 | [10 empty] | Check |  | 0
[11 empty] | W_M_1094 |  |  |  | 1095 | [10 empty] | Canada |  | 0%
[11 empty] | W_M_1095 |  |  |  | 1096 | [10 empty] | USD |  | 100%
W_M_1096
W_M_1097
W_M_1098
W_M_1099
W_M_1100
W_M_1101
| Header |  | ARO | [7 empty] | W_M_1102 |  |  |  | ARO |  | ASSET RETIREMENT OBLIGATION
[11 empty] | W_M_1103 |  |  |  | 1104 | - | - |  |  | - | - | - | - | - | - | - | - | -
| Header |  | DCM | [7 empty] | W_M_1104 |  |  |  | DCM |  | DECOMMISSIONING
[11 empty] | W_M_1105 |  |  |  | 1106 | [7 empty] | Yes | Controlled Fall?
[11 empty] | W_M_1106 |  |  |  | 1107 | [7 empty] | 3Ft or Less | MV Cable Removal
[11 empty] | W_M_1107 |  |  |  | 1108 | [7 empty] | Pedastal | Foundation Removal
| Header |  | DCM1 | [7 empty] | W_M_1108 | DCMEng | DCM1 |  | DCM1 |  | ENGINEERING & CONSULTING
000-00-D1.1001 | 000- | 00- | D1.1001 | [7 empty] | W_M_1109 | DCMEng | DCM1 | 1 | D1.1001 |  | Consulting Fees for Decommissioning |  |  |  |  | C | 1 | Lot |  | 75000 |  | 75000
000-00-D1.1002 | 000- | 00- | D1.1002 | [7 empty] | W_M_1110 | DCMEng | DCM1 | 1 | D1.1002 |  | General Engineering for Decommissioning |  |  |  |  | C | 1 | Lot |  | 150000 |  | 150000
000-00-D1.1003 | 000- | 00- | D1.1003 | [7 empty] | W_M_1111 | DCMEng | DCM1 | 1 | D1.1003 |  | Contractor Permitting for Decommissioning |  |  |  |  | C | 1 | Lot |  | 75000 |  | 75000
| Header |  | DCM2 | [7 empty] | W_M_1112 | DCMCivil | DCM2 |  | DCM2 |  | CIVIL DECOMMISSIONING
000-00-D2.1001 | 000- | 00- | D2.1001 | [7 empty] | W_M_1113 | DCMCivil | DCM2 | DCM | D2.1001 |  | Remove Roads |  | (Includes Haul Off) |  |  | C | 37418 | Cy |  | 12.7535 |  | 477209.2547
000-00-D2.1002 | 000- | 00- | D2.1002 | [7 empty] | W_M_1114 | DCMCivil | DCM2 | DCM | D2.1002 |  | Topsoil Backfill |  | (Includes Roads, Turbines, Met Towers & O&M) |  |  | C | 39322.4372 | Cy |  | 14.5658 |  | 572762.8576
000-00-D2.1003 | 000- | 00- | D2.1003 | [7 empty] | W_M_1115 | DCMCivil | DCM2 | DCM | D2.1003 |  | Site Discing |  |  |  |  | C | 137.4639 | Ac |  | 1074.5803 |  | 147716.0171
000-00-D2.1004 | 000- | 00- | D2.1004 | [7 empty] | W_M_1116 | DCMCivil | DCM2 | DCM | D2.1004 |  | Site Grading |  |  |  |  | C | 115059.2516 | Cy |  | 4.4973 |  | 517453.1479
000-00-D2.1005 | 000- | 00- | D2.1005 | [7 empty] | W_M_1117 | DCMCivil | DCM2 | DCM | D2.1005 |  | Erosion Control Removal |  | (Includes pre-existing and new temporary) |  |  | C | 1 | Lot |  | 286810.5074 |  | 286810.5074
000-00-D2.1006 | 000- | 00- | D2.1006 | [7 empty] | W_M_1118 | DCMCivil | DCM2 | DCM | D2.1006 |  | Retention Pond Backfill |  |  |  |  | C | 0 | Cy |  | 8.9274 |  | 0
000-00-D2.1007 | 000- | 00- | D2.1007 | [7 empty] | W_M_1119 | DCMCivil | DCM2 | DCM | D2.1007 |  | Seeding |  |  |  |  | C | 13.7464 | Ac |  | 1077.3324 |  | 14809.4327
000-00-D2.1008 | 000- | 00- | D2.1008 | [7 empty] | W_M_1120 | DCMCivil | DCM2 | DCM | D2.1008 |  | Fencing Removal/Repairs |  |  |  |  | C | 6576.24 | Lf |  | 6.4439 |  | 42376.3526
000-00-D2.1009 | 000- | 00- | D2.1009 | [7 empty] | W_M_1121 | DCMCivil | DCM2 | DCM | D2.1009 |  | Fence Post Removal |  |  |  |  | C | 822.03 | Ea |  | 10.9411 |  | 8993.9394
000-00-D2.1101 | 000- | 00- | D2.1101 | [7 empty] | W_M_1122 | DCMCivil | DCM2 | DCM | D2.1101 |  | Temporary Culverts |  | (For Crane Travel) |  |  | C | 0 | Lf |  | 107.3976 |  | 0
000-00-D2.1102 | 000- | 00- | D2.1102 | [7 empty] | W_M_1123 | DCMCivil | DCM2 | DCM | D2.1102 |  | Remove Temporary Culverts |  |  |  |  | C | 0 | Lf |  | 14.0959 |  | 0
000-00-D2.1103 | 000- | 00- | D2.1103 | [7 empty] | W_M_1124 | DCMCivil | DCM2 | DCM | D2.1103 |  | Erosion Control for Decommissioning |  |  |  |  | C | 36793.66 | Lf |  | 3.2891 |  | 121016.2683
000-00-D2.1104 | 000- | 00- | D2.1104 | [7 empty] | W_M_1125 | DCMCivil | DCM2 | DCM | D2.1104 |  | Crane Pads for Decommissioning |  |  |  |  | C | 0 | Ea | 0.1 | 2452.2339 |  | 0
000-00-D2.1105 | 000- | 00- | D2.1105 | [7 empty] | W_M_1126 | DCMCivil | DCM2 | DCM | D2.1105 |  | Restore/Reclaim Crane Pads for Decommissioning |  |  |  |  | C | 0 | Ea |  | 1982.4372 |  | 0
000-00-D2.1106 | 000- | 00- | D2.1106 | [7 empty] | W_M_1127 | DCMCivil | DCM2 | DCM | D2.1106 |  | Crane Travel Path Compaction/Decompaction |  | (Includes any Cut/Fill) |  |  | C | 0 | Sy |  | 2.0406 |  | 0
000-00-D2.1107 | 000- | 00- | D2.1107 | [7 empty] | W_M_1128 | DCMCivil | DCM2 | DCM | D2.1107 |  | Crane Mats |  |  |  |  | C | 0 | Ea |  | 761.1807 |  | 0
000-00-D2.1108 | 000- | 00- | D2.1108 | [7 empty] | W_M_1129 | DCMCivil | DCM2 | DCM | D2.1108 |  | Excavate Met Tower Foundations |  |  |  |  | C | 33.6783 | Cy |  | 6.1418 |  | 206.8457
000-00-D2.1109 | 000- | 00- | D2.1109 | [7 empty] | W_M_1130 | DCMCivil | DCM2 | DCM | D2.1109 |  | Excavate Wind Turbine Foundations |  |  |  |  | C | 2497.5662 | Cy |  | 6.1418 |  | 15339.5557
000-00-D2.1110 | 000- | 00- | D2.1110 | [7 empty] | W_M_1131 | DCMCivil | DCM2 | DCM | D2.1110 |  | WTG Foundation - Remove & Stage Steel |  |  |  |  | C | 527.5538 | Tn |  | 402.7411 |  | 212467.6087
000-00-D2.1111 | 000- | 00- | D2.1111 | [7 empty] | W_M_1132 | DCMCivil | DCM2 | DCM | D2.1111 |  | WTG Foundation - Remove & Stage Anchor Bolts |  |  |  |  | C | 371 | Tn |  | 271.8502 |  | 100856.4363
000-00-D2.1112 | 000- | 00- | D2.1112 | [7 empty] | W_M_1133 | DCMCivil | DCM2 | DCM | D2.1112 |  | WTG Foundation - Remove & Crush Concrete |  |  |  |  | C | 4120.5915 | Cy |  | 255.0694 |  | 1051036.6006
000-00-D2.1113 | 000- | 00- | D2.1113 | [7 empty] | W_M_1134 | DCMCivil | DCM2 | DCM | D2.1113 |  | MET Foundation - Remove |  |  |  |  | C | 1 | Ea |  | 3310.5317 |  | 3310.5317
| Header |  | DCM3 | [7 empty] | W_M_1135 | DCMElec | DCM3 |  | DCM3 |  | ELECTRICAL DECOMMISSIONING
000-00-D3.1006 | 000- | 00- | D3.1006 | [7 empty] | W_M_1136 | DCMElec | DCM3 | DCM | D3.1006 |  | MV Collection Cable Removal |  |  |  |  | C | 111033.6 | Lf |  | 0.85918 |  | 95397.9575
000-00-D3.1009 | 000- | 00- | D3.1009 | [7 empty] | W_M_1137 | DCMElec | DCM3 | DCM | D3.1009 |  | O&M Building Removal |  |  |  |  | C | 1 | Ea |  | 23358.983 |  | 23358.983
000-00-D3.2101 | 000- | 00- | D3.2101 | [7 empty] | W_M_1138 | DCMElec | DCM3 | DCM | D3.2101 |  | LV Cable Removal |  | (WTG to Padmount) |  |  | C | 8981.28 | Lf |  | 4.8597 |  | 43646.7075
000-00-D3.2102 | 000- | 00- | D3.2102 | [7 empty] | W_M_1139 | DCMElec | DCM3 | DCM | D3.2102 |  | Ground Cable Removal |  |  |  |  | C | 29345.4 | Lf |  | 0.46181 |  | 13551.9927
000-00-D3.2103 | 000- | 00- | D3.2103 | [7 empty] | W_M_1140 | DCMElec | DCM3 | DCM | D3.2103 |  | Ground Cable for Turbines Removal |  |  |  |  | C | 24527.3805 | Lf |  | 2.7521 |  | 67500.9229
000-00-D3.2104 | 000- | 00- | D3.2104 | [7 empty] | W_M_1141 | DCMElec | DCM3 | DCM | D3.2104 |  | Fiber Optic Cable Removal |  |  |  |  | C | 1802 | Lf |  | 0.46181 |  | 832.1812
000-00-D3.2105 | 000- | 00- | D3.2105 | [7 empty] | W_M_1142 | DCMElec | DCM3 | DCM | D3.2105 |  | Junction Box Removal |  |  |  |  | C | 35 | Ea |  | 604.1116 |  | 21143.907
000-00-D3.2106 | 000- | 00- | D3.2106 | [7 empty] | W_M_1143 | DCMElec | DCM3 | DCM | D3.2106 |  | Remove Padmount Transformer |  |  |  |  | C | 108 | Ea |  | 668.9889 |  | 72250.805
| Header |  | DCM4.2 | [7 empty] | W_M_1144 | DCMET | DCM4.2 |  | DCM4.2 |  | MET TOWER DECOMMISSIONING
000-00-D4.2001 | 000- | 00- | D4.2001 | [7 empty] | W_M_1145 | DCMET | DCM4.2 | DCM | D4.2001 |  | Met Tower Removal |  | (Includes Instruments) |  |  | C | 1 | Ea |  | 6175.3633 |  | 6175.3633
| Header |  | DCM4.5 | [7 empty] | W_M_1146 | DCMWTG | DCM4.5 |  | DCM4.5 |  | WIND TURBINE DECOMMISSIONING
000-00-D4.5001 | 000- | 00- | D4.5001 | [7 empty] | W_M_1147 | DCMWTG | DCM4.5 | 12 | D4.5001 |  | MOB/DEMOB: General WTG Decomissioning Equipment |  |  |  |  | C | 1 | Lot |  | 104827.1231 |  | 104827.1231
000-00-D4.5100 | 000- | 00- | D4.5100 | [7 empty] | W_M_1148 | DCMWTG | DCM4.5 | 12 | D4.5100 |  | Crane Package 1 - MOB/DEMOB for Decommissioning |  |  |  |  | C | 1 | Ea |  | 137064.3209 |  | 137064.3209
000-00-D4.5101 | 000- | 00- | D4.5101 | [7 empty] | W_M_1149 | DCMWTG | DCM4.5 | 12 | D4.5101 |  | Crane Package 2 - MOB/DEMOB for Decommissioning |  |  |  |  | C | 0 | Ea |  | 542051.2263 |  | 0
000-00-D4.5200 | 000- | 00- | D4.5200 | [7 empty] | W_M_1150 | DCMWTG | DCM4.5 | 12 | D4.5200 |  | Crane Package 1 - Monthly Rate for Decommissioning |  |  |  |  | C | 3 | Mo |  | 50909.6049 |  | 152728.8147
000-00-D4.5201 | 000- | 00- | D4.5201 | [7 empty] | W_M_1151 | DCMWTG | DCM4.5 | 12 | D4.5201 |  | Crane Package 2 - Monthly Rate for Decommissioning |  |  |  |  | C | 0 | Mo |  | 300688.5547 |  | 0
000-00-D4.5300 | 000- | 00- | D4.5300 | [7 empty] | W_M_1152 | DCMWTG | DCM4.5 | 12 | D4.5300 |  | Crane Package 1 - Full Breakdown |  |  |  |  | C | 0 | Full |  | 47369.4293 |  | 0
000-00-D4.5301 | 000- | 00- | D4.5301 | [7 empty] | W_M_1153 | DCMWTG | DCM4.5 | 12 | D4.5301 |  | Crane Package 1 - Partial Breakdown |  |  |  |  | C | 0 | Partial |  | 23684.7146 |  | 0
000-00-D4.5302 | 000- | 00- | D4.5302 | [7 empty] | W_M_1154 | DCMWTG | DCM4.5 | 12 | D4.5302 |  | Crane Package 2 - Full Breakdown |  |  |  |  | C | 0 | Full |  | 95858.1374 |  | 0
000-00-D4.5303 | 000- | 00- | D4.5303 | [7 empty] | W_M_1155 | DCMWTG | DCM4.5 | 12 | D4.5303 |  | Crane Package 2 - Partial Breakdown |  |  |  |  | C | 0 | Partial |  | 47929.0687 |  | 0
000-00-D4.5306 | 000- | 00- | D4.5306 | [7 empty] | W_M_1156 | DCMWTG | DCM4.5 | 12 | D4.5306 |  | Utility Line Drops for Decommissioning |  |  |  |  | C | 0 | Ea |  | 5689.5863 |  | 0
000-00-D4.5400 | 000- | 00- | D4.5400 | [7 empty] | W_M_1157 | DCMWTG | DCM4.5 | 12 | D4.5400 |  | Complete Wind Turbine Dismantlement |  |  |  |  | C | 106 | Ea |  | 14587.4026 |  | 1546264.6714
000-00-D4.5500 | 000- | 00- | D4.5500 | [7 empty] | W_M_1158 | DCMWTG | DCM4.5 | 12 | D4.5500 |  | Drain, Package and Dispose of Turbine Lube Oil |  |  |  |  | C | 106 | Ea |  | 355.2062 |  | 37651.8588
000-00-D4.5501 | 000- | 00- | D4.5501 | [7 empty] | W_M_1159 | DCMWTG | DCM4.5 | 12 | D4.5501 |  | Process Turbine Hub and Stage for Hauling |  |  |  |  | C | 106 | Ea |  | 3638.5061 |  | 385681.6505
000-00-D4.5502 | 000- | 00- | D4.5502 | [7 empty] | W_M_1160 | DCMWTG | DCM4.5 | 12 | D4.5502 |  | Process Nacelle and Stage for Hauling |  |  |  |  | C | 106 | Ea |  | 2860.5102 |  | 303214.0838
000-00-D4.5503 | 000- | 00- | D4.5503 | [7 empty] | W_M_1161 | DCMWTG | DCM4.5 | 12 | D4.5503 |  | Process Tower Sections & Stage for Hauling |  |  |  |  | C | 106 | Ea |  | 5576.5598 |  | 591115.3386
000-00-D4.5504 | 000- | 00- | D4.5504 | [7 empty] | W_M_1162 | DCMWTG | DCM4.5 | 12 | D4.5504 |  | Process Blades & Stage for Hauling |  |  |  |  | C | 318 | Ea |  | 165.5633 |  | 52649.1307
000-00-D4.5505 | 000- | 00- | D4.5505 | [7 empty] | W_M_1163 | DCMWTG | DCM4.5 | 12 | D4.5505 |  | Process Generator & Stage for Hauling |  |  |  |  | C | 106 | Ea |  | 2168.9583 |  | 229909.58
000-00-D4.5506 | 000- | 00- | D4.5506 | [7 empty] | W_M_1164 | DCMWTG | DCM4.5 | 12 | D4.5506 |  | Remove and Dispose of FAA Lighting |  |  |  |  | C | 106 | Ea |  | 249.1159 |  | 26406.2815
000-00-D4.5700 | 000- | 00- | D4.5700 | [7 empty] | W_M_1165 | DCMWTG | DCM4.5 | 12 | D4.5700 |  | Wind Days Decommissioning |  |  |  |  | C | 11 | Ea |  | 3512.7168 |  | 38639.8844
| Header |  | DCM5 | [7 empty] | W_M_1166 | DCMSS | DCM5 |  | DCM5 |  | COLLECTOR YARD DECOMMISSIONING
000-00-D5.1001 | 000- | 00- | D5.1001 | [7 empty] | W_M_1167 | DCMSS | DCM5 | DCM | D5.1001 |  | Aggregate Removal |  | (Includes Haul Off) |  |  | C | 2064.2222 | Cy |  | 11.7466 |  | 24247.6237
000-00-D5.1002 | 000- | 00- | D5.1002 | [7 empty] | W_M_1168 | DCMSS | DCM5 | DCM | D5.1002 |  | Foundation Removal |  |  |  |  | C | 420.2493 | Cy |  | 161.7677 |  | 67982.7543
000-00-D5.1003 | 000- | 00- | D5.1003 | [7 empty] | W_M_1169 | DCMSS | DCM5 | DCM | D5.1003 |  | Collector Yard Dirt Backfill |  |  |  |  | C | 2064.2222 | Cy |  | 42.0864 |  | 86875.7718
000-00-D5.1004 | 000- | 00- | D5.1004 | [7 empty] | W_M_1170 | DCMCivil | DCM5 | DCM | D5.1004 |  | Collector Yard Fencing Removal |  |  |  |  | C | 1242 | Lf |  | 6.4439 |  | 8003.2709
000-00-D5.1005 | 000- | 00- | D5.1005 | [7 empty] | W_M_1171 | DCMCivil | DCM5 | DCM | D5.1005 |  | Collector Yard Fence Post Removal |  |  |  |  | C | 155.25 | Ea |  | 10.9411 |  | 1698.6109
000-00-D5.1006 | 000- | 00- | D5.1006 | [7 empty] | W_M_1172 | DCMSS | DCM5 | DCM | D5.1006 |  | Feeder Riser Structure Removal |  |  |  |  | C | 4 | Ea |  | 867.2358 |  | 3468.9432
000-00-D5.1007 | 000- | 00- | D5.1007 | [7 empty] | W_M_1173 | DCMSS | DCM5 | DCM | D5.1007 |  | Bus Support Removal |  |  |  |  | C | 8 | Ea |  | 110.0826 |  | 880.6605
000-00-D5.1008 | 000- | 00- | D5.1008 | [7 empty] | W_M_1174 | DCMSS | DCM5 | DCM | D5.1008 |  | Disconnect Switch Structure Removal |  |  |  |  | C | 4 | Ea |  | 1004.1678 |  | 4016.6711
000-00-D5.1009 | 000- | 00- | D5.1009 | [7 empty] | W_M_1175 | DCMSS | DCM5 | DCM | D5.1009 |  | Disconnect Switch Removal |  |  |  |  | C | 26 | Ea |  | 433.6179 |  | 11274.0655
000-00-D5.1010 | 000- | 00- | D5.1010 | [7 empty] | W_M_1176 | DCMSS | DCM5 | DCM | D5.1010 |  | Takeoff Tower Removal |  |  |  |  | C | 1 | Ea |  | 8054.8217 |  | 8054.8217
000-00-D5.1011 | 000- | 00- | D5.1011 | [7 empty] | W_M_1177 | DCMSS | DCM5 | DCM | D5.1011 |  | CCVT Structure Removal |  |  |  |  | C | 6 | Ea |  | 426.9056 |  | 2561.4333
000-00-D5.1012 | 000- | 00- | D5.1012 | [7 empty] | W_M_1178 | DCMSS | DCM5 | DCM | D5.1012 |  | CCVT Removal |  |  |  |  | C | 6 | Ea |  | 867.2358 |  | 5203.4148
000-00-D5.1013 | 000- | 00- | D5.1013 | [7 empty] | W_M_1179 | DCMSS | DCM5 | DCM | D5.1013 |  | Static Mast Removal |  |  |  |  | C | 2 | Ea |  | 867.2358 |  | 1734.4716
000-00-D5.1014 | 000- | 00- | D5.1014 | [7 empty] | W_M_1180 | DCMSS | DCM5 | DCM | D5.1014 |  | Station Service Transformer Support Removal |  |  |  |  | C | 1 | Ea |  | 1286.0865 |  | 1286.0865
000-00-D5.1015 | 000- | 00- | D5.1015 | [7 empty] | W_M_1181 | DCMSS | DCM5 | DCM | D5.1015 |  | Station Service Transformer Removal |  |  |  |  | C | 1 | Ea |  | 1065.9214 |  | 1065.9214
000-00-D5.1016 | 000- | 00- | D5.1016 | [7 empty] | W_M_1182 | DCMSS | DCM5 | DCM | D5.1016 |  | Potential Metering Transformer Removal |  |  |  |  | C | 0 | Ea |  | 217.4802 |  | 0
000-00-D5.1017 | 000- | 00- | D5.1017 | [7 empty] | W_M_1183 | DCMSS | DCM5 | DCM | D5.1017 |  | Current Metering Transformer Removal |  |  |  |  | C | 0 | Ea |  | 402.7411 |  | 0
000-00-D5.1018 | 000- | 00- | D5.1018 | [7 empty] | W_M_1184 | DCMSS | DCM5 | DCM | D5.1018 |  | Ground Cable for Collector Yard Removal |  |  |  |  | C | 9355 | Lf |  | 2.7521 |  | 25745.5595
000-00-D5.1019 | 000- | 00- | D5.1019 | [7 empty] | W_M_1185 | DCMSS | DCM5 | DCM | D5.1019 |  | Circuit Breaker Removal |  |  |  |  | C | 6 | Ea |  | 1712.9921 |  | 10277.9525
000-00-D5.1020 | 000- | 00- | D5.1020 | [7 empty] | W_M_1186 | DCMSS | DCM5 | DCM | D5.1020 |  | Control House Removal |  |  |  |  | C | 1 | Ea |  | 11743.9301 |  | 11743.9301
000-00-D5.1021 | 000- | 00- | D5.1021 | [7 empty] | W_M_1187 | DCMSS | DCM5 | DCM | D5.1021 |  | Main Transformer Removal |  |  |  |  | C | 2 | Ea |  | 42959.0491 |  | 85918.0982
000-00-D5.1022 | 000- | 00- | D5.1022 | [7 empty] | W_M_1188 | DCMSS | DCM5 | DCM | D5.1022 |  | Capacitor Bank Removal |  |  |  |  | C | 1 | Ea |  | 1065.9214 |  | 1065.9214
000-00-D5.1023 | 000- | 00- | D5.1023 | [7 empty] | W_M_1189 | DCMSS | DCM5 | DCM | D5.1023 |  | Reactor Bank Removal |  |  |  |  | C | 0 | Ea |  | 1065.9214 |  | 0
000-00-D5.1024 | 000- | 00- | D5.1024 | [7 empty] | W_M_1190 | DCMSS | DCM5 | DCM | D5.1024 |  | Grounding Transformer Removal |  |  |  |  | C | 3 | Ea |  | 402.7411 |  | 1208.2233
| Header |  | DCM6 | [7 empty] | W_M_1191 | DCTM | DCM6 |  | DCM6 |  | OVERHEAD COLLECTION DECOMMISSIONING
000-00-D6.1001 | 000- | 00- | D6.1001 | [7 empty] | W_M_1192 | DCTM | DCM6 | DCM | D6.1001 |  | Structure Removal |  |  |  |  | C | 0 | Ea |  | 4430.1519 |  | 0
000-00-D6.1002 | 000- | 00- | D6.1002 | [7 empty] | W_M_1193 | DCTM | DCM6 | DCM | D6.1002 |  | Pole Foundation Removal |  |  |  |  | C | 0 | Ea |  | 3584.3957 |  | 0
000-00-D6.1003 | 000- | 00- | D6.1003 | [7 empty] | W_M_1194 | DCTM | DCM6 | DCM | D6.1003 |  | Pole Dirt Backfill |  |  |  |  | C | 0 | Cy |  | 30.6754 |  | 0
000-00-D6.1004 | 000- | 00- | D6.1004 | [7 empty] | W_M_1195 | DCTM | DCM6 | DCM | D6.1004 |  | Cable Removal |  |  |  |  | C | 0 | Lf |  | 2.4433 |  | 0
000-00-D6.1005 | 000- | 00- | D6.1005 | [7 empty] | W_M_1196 | DCTM | DCM6 | DCM | D6.1005 |  | Assembly & Arm Removal |  |  |  |  | C | 0 | Ea |  | 97.3291 |  | 0
000-00-D6.1006 | 000- | 00- | D6.1006 | [7 empty] | W_M_1197 | DCTM | DCM6 | DCM | D6.1006 |  | Duct Bank Removal |  |  |  |  | C | 0 | Lf |  | 145.658 |  | 0
| Header |  | DCM7 | [7 empty] | W_M_1198 | DCGA | DCM7 |  | DCM7 |  | CONTRACTOR G&A DECOMMISSIONING
000-00-D7.1001 | 000- | 00- | D7.1001 | [7 empty] | W_M_1199 | DCGA | DCM7 | 14 | D7.1001 |  | MOB/DEMOB Decom |  |  |  |  | C | 1 | LS |  | 179174.8163 |  | 179174.8163
000-00-D7.1002 | 000- | 00- | D7.1002 | [7 empty] | W_M_1200 | DCGA | DCM7 | 14 | D7.1002 |  | Facilities & Infrastructure Decom |  |  |  |  | C | 5.4 | Mo |  | 7858.5446 |  | 42436.1407
000-00-D7.1003 | 000- | 00- | D7.1003 | [7 empty] | W_M_1201 | DCGA | DCM7 | 14 | D7.1003 |  | Temporary Utilities |  |  |  |  | C | 5.4 | Mo |  | 7858.5446 |  | 42436.1407
000-00-D7.1004 | 000- | 00- | D7.1004 | [7 empty] | W_M_1202 | DCGA | DCM7 | 14 | D7.1004 |  | Site Safety Services Decom |  |  |  |  | C | 5.4 | Mo |  | 23764.2388 |  | 128326.8894
000-00-D7.1005 | 000- | 00- | D7.1005 | [7 empty] | W_M_1203 | DCGA | DCM7 | 14 | D7.1005 |  | Safety Equipment & Materials Decom |  |  |  |  | C | 5.4 | Mo |  | 12573.6713 |  | 67897.8251
000-00-D7.1006 | 000- | 00- | D7.1006 | [7 empty] | W_M_1204 | DCGA | DCM7 | 14 | D7.1006 |  | Indirect Staff |  |  |  |  | C | 5.4 | Mo |  | 31685.6517 |  | 171102.5193
000-00-D7.1007 | 000- | 00- | D7.1007 | [7 empty] | W_M_1205 | DCGA | DCM7 | 14 | D7.1007 |  | Contractor Risk and Fee Decom |  |  |  |  | C | 0.05 | % |  | 8818065.4524 |  | 440903.2726
| Header |  | DCM8 | [7 empty] | W_M_1206 | DCGA | DCM8 |  | DCM8 |  | NEE PERSONELL
000-00-D8.1001 | 000- | 00- | D8.1001 | [7 empty] | W_M_1207 | DCGA | DCM8 | 96 | D8.1001 |  | NEE: Project Manager Decom |  |  |  |  | C | 5.4 | Mo |  | 23254.7513 |  | 125575.6571
000-00-D8.1002 | 000- | 00- | D8.1002 | [7 empty] | W_M_1208 | DCGA | DCM8 | 96 | D8.1002 |  | NEE: Project Coordinator Decom |  |  |  |  | C | 5.4 | Mo |  | 12315.9747 |  | 66506.2633
000-00-D8.1003 | 000- | 00- | D8.1003 | [7 empty] | W_M_1209 | DCGA | DCM8 | 96 | D8.1003 |  | Home Office Support - NEE Decom |  |  |  |  | C | 5.4 | Mo |  | 12919.3063 |  | 69764.254
| Header |  | DCM9 | [7 empty] | W_M_1210 | DCMT | DCM9 |  | DCM9 |  | TRANSPORTATION AND DISPOSAL COSTS | [7 empty] | Miles
000-00-D9.1001 | 000- | 00- | D9.1001 | [7 empty] | W_M_1211 | DCMT | DCM9 | SLVG | D9.1001 |  | Steel Scrap Low Value |  | Shipping |  |  | C | 42 | Trk | 200 | 815.296 |  | 34242.4332
000-00-D9.1002 | 000- | 00- | D9.1002 | [7 empty] | W_M_1212 | DCMT | DCM9 | SLVG | D9.1002 |  | Steel Scrap High Value |  | Shipping |  |  | C | 0 | Trk | 200 | 815.296 |  | 0
000-00-D9.1003 | 000- | 00- | D9.1003 | [7 empty] | W_M_1213 | DCMT | DCM9 | SLVG | D9.1003 |  | Alloy Steel Scrap Value |  | Shipping |  |  | C | 0 | Trk | 200 | 815.296 |  | 0
000-00-D9.1004 | 000- | 00- | D9.1004 | [7 empty] | W_M_1214 | DCMT | DCM9 | SLVG | D9.1004 |  | Copper Scrap |  | Shipping |  |  | C | 0 | Trk | 400 | 1630.5921 |  | 0
000-00-D9.1005 | 000- | 00- | D9.1005 | [7 empty] | W_M_1215 | DCMT | DCM9 | SLVG | D9.1005 |  | Copper Cable Scrap |  | Shipping |  |  | C | 1 | Trk | 400 | 1630.5921 |  | 1630.5921
000-00-D9.1006 | 000- | 00- | D9.1006 | [7 empty] | W_M_1216 | DCMT | DCM9 | SLVG | D9.1006 |  | Aluminum Scrap |  | Shipping |  |  | C | 2 | Trk | 400 | 1630.5921 |  | 3261.1841
000-00-D9.1007 | 000- | 00- | D9.1007 | [7 empty] | W_M_1217 | DCMT | DCM9 | SLVG | D9.1007 |  | Aluminum Cable Scrap |  | Shipping |  |  | C | 8 | Trk | 400 | 1630.5921 |  | 13044.7364
000-00-D9.1008 | 000- | 00- | D9.1008 | [7 empty] | W_M_1218 | DCMT | DCM9 | SLVG | D9.1008 |  | BOP Disposal 1 | Landfill | Shipping |  |  | C | 6 | Trk | 50 | 203.824 |  | 1222.944
000-00-D9.1009 | 000- | 00- | D9.1009 | [7 empty] | W_M_1219 | DCMT | DCM9 | SLVG | D9.1009 |  | BOP Disposal 2 | Landfill | Dump Fees |  |  | C | 126 | Tn | Landfill | 163.0592 |  | 20545.4599
000-00-D9.1010 | 000- | 00- | D9.1010 | [7 empty] | W_M_1220 | DCMT | DCM9 | SLVG | D9.1010 |  | BOP Disposal 3 | Hazardous Waste Landfill | Shipping |  |  | C | 0 | Trk | 400 | 1630.5921 |  | 0
000-00-D9.1011 | 000- | 00- | D9.1011 | [7 empty] | W_M_1221 | DCMT | DCM9 | SLVG | D9.1011 |  | BOP Disposal 4 | Hazardous Waste Landfill | Dump Fees |  |  | C | 0 | Tn | Hazardous Waste Landfill | 611.472 |  | 0
000-00-D9.1017 | 000- | 00- | D9.1017 | [7 empty] | W_M_1222 | DCMT | DCM9 | SLVG | D9.1017 |  | Turbine Tower Sections | Steel Scrap Low Value | Shipping |  |  | C | 823 | Trk | 200 | 815.296 |  | 670988.6309
000-00-D9.1018 | 000- | 00- | D9.1018 | [7 empty] | W_M_1223 | DCMT | DCM9 | SLVG | D9.1018 |  | Turbine Hub | Steel Scrap Low Value | Shipping |  |  | C | 170 | Trk | 200 | 815.296 |  | 138600.3247
000-00-D9.1019 | 000- | 00- | D9.1019 | [7 empty] | W_M_1224 | DCMT | DCM9 | SLVG | D9.1019 |  | Turbine Nacelle | Steel Scrap Low Value | Shipping |  |  | C | 346 | Trk | 200 | 815.296 |  | 282092.4256
000-00-D9.1020 | 000- | 00- | D9.1020 | [7 empty] | W_M_1225 | DCMT | DCM9 | SLVG | D9.1020 |  | Turbine Generator Steel | Steel Scrap Low Value | Shipping |  |  | C | 29 | Trk | 200 | 815.296 |  | 23643.5848
000-00-D9.1021 | 000- | 00- | D9.1021 | [7 empty] | W_M_1226 | DCMT | DCM9 | SLVG | D9.1021 |  | Turbine Generator Copper | Copper Scrap | Shipping |  |  | C | 19 | Trk | 400 | 1630.5921 |  | 30981.2491
000-00-D9.1022 | 000- | 00- | D9.1022 | [7 empty] | W_M_1227 | DCMT | DCM9 | SLVG | D9.1022 |  | Turbine DTA Steel | Steel Scrap Low Value | Shipping |  |  | C | 16 | Trk | 200 | 815.296 |  | 13044.7364
000-00-D9.1023 | 000- | 00- | D9.1023 | [7 empty] | W_M_1228 | DCMT | DCM9 | SLVG | D9.1023 |  | Turbine DTA Copper | Copper Scrap | Shipping |  |  | C | 1 | Trk | 400 | 1630.5921 |  | 1630.5921
000-00-D9.1024 | 000- | 00- | D9.1024 | [7 empty] | W_M_1229 | DCMT | DCM9 | SLVG | D9.1024 |  | Blade Disposal Shipping | Landfill | Shipping |  |  | C | 246 | Trk | 100 | 407.648 |  | 100281.4114
000-00-D9.1025 | 000- | 00- | D9.1025 | [7 empty] | W_M_1230 | DCMT | DCM9 | SLVG | D9.1025 |  | Blade Disposal Dump Fees | Landfill | Dump Fees |  |  | C | 5157.2524 | Tn | Landfill | 100.3441 |  | 517499.9923
000-00-D9.9901 | 000- | 00- | D9.9901 | [7 empty] | W_M_1231 | DCMT | DCM9 | SLVG | D9.9901 |  | Steel Scrap Preparation Costs | Steel Scrap Low Value |  |  |  | C | 28677.7361 | Tn | 100 | 125.4302 |  | 3597052.9713
[11 empty] | W_M_1232 |  |  | - | 1233 |  | - | - | - | - | - |  | - | - |  | - | - | -
| Header |  | DeComTotal | [7 empty] | W_M_1233 |  |  |  | DeComTotal | [12 empty] | 14970578.1677
| Header |  | DCMC | [7 empty] | W_M_1234 |  |  |  | DCMC |  | DECOMMISSIONING PROJECT CONTINGENCY
[11 empty] | W_M_1235 |  |  | - | 1236 |  | - | - | - | - | - |  | - | - |  | - | - | -
| Header |  | DCMC1 | [7 empty] | W_M_1236 | DCMC | DCMC |  | DCMC1 |  | ESCALATION & CONTINGENCY BREAKDOWN |  |  | Labor | Material |  | H2 2027 | COD Year
000-00-DC.1001 | 000- | 00- | DC.1001 | [7 empty] | W_M_1237 | DCMESC | DCMC | 97 | DC.1001 |  | Escalation Decom |  |  | 80% | 20% | US | 1 | LS | 12.12% | 1113310.1569 |  | 1113310.1569
000-00-DC.1002 | 000- | 00- | DC.1002 | [7 empty] | W_M_1238 | DCMESC | DCMC | 97 | DC.1002 |  | Contingency Decom |  |  |  |  | US | 0% | Pct. |  | 10297278.8819 |  | 0
[11 empty] | W_M_1239 |  |  | - | 1240 |  | - | - | - | - | - |  | - | - |  | - | - | -
| Header |  | DESCContTotal | [7 empty] | W_M_1240 |  |  |  | DESCContTotal | [12 empty] | 1113310.1569
| Header |  | SLVG | [7 empty] | W_M_1241 |  |  |  | SLVG |  | SALVAGE
| Header |  | SLVPARM | [7 empty] | W_M_1242 |  |  | - | SLVPARM |  | - | - | - | - | - |  | - | - |  | - | - | -
| Header |  | SLVG1 | [7 empty] | W_M_1243 | SLVG | SLVG1 |  | SLVG1 |  | CIVIL SALVAGE
000-00-S1.1001 | 000- | 00- | S1.1001 | [7 empty] | W_M_1244 | SLVG | SLVG1 | SLVG | S1.1001 |  | Fencing Salvage |  |  |  |  | C | 20.7152 | Tn | Steel Scrap Low Value | -276 |  | -5717.3831
000-00-S1.1002 | 000- | 00- | S1.1002 | [7 empty] | W_M_1245 | SLVG | SLVG1 | SLVG | S1.1002 |  | Fence Post Salvage |  |  |  |  | C | 19.1467 | Tn | Steel Scrap Low Value | -276 |  | -5284.4955
000-00-S1.1003 | 000- | 00- | S1.1003 | [7 empty] | W_M_1246 | SLVG | SLVG1 | SLVG | S1.1003 |  | WTG Reinforcing Steel Salvage |  |  |  |  | C | 263.7769 | Tn | Steel Scrap Low Value | -276 |  | -72802.4308
000-00-S1.1004 | 000- | 00- | S1.1004 | [7 empty] | W_M_1247 | SLVG | SLVG1 | SLVG | S1.1004 |  | WTG Anchor Bolt Salvage |  |  |  |  | C | 278.25 | Tn | Steel Scrap Low Value | -276 |  | -76797
| Header |  | SLVG2 | [7 empty] | W_M_1248 | SLVG | SLVG2 |  | SLVG2 |  | ELECTRICAL SALVAGE
000-00-S2.1005 | 000- | 00- | S2.1005 | [7 empty] | W_M_1249 | SLVG | SLVG2 | SLVG | S2.1005 |  | MV Collection Cable Salvage - Aluminum |  |  |  |  | C | 156.0577 | Tn | Aluminum Cable Scrap | -911 |  | -142168.5873
000-00-S2.1006 | 000- | 00- | S2.1006 | [7 empty] | W_M_1250 | SLVG | SLVG2 | SLVG | S2.1006 |  | MV Collection Cable Salvage - Copper |  |  |  |  | C | 0 | Tn | Copper Cable Scrap | -5062 |  | 0
000-00-S2.1010 | 000- | 00- | S2.1010 | [7 empty] | W_M_1251 | SLVG | SLVG2 | SLVG | S2.1010 |  | Padmount LV Collection Cable Salvage |  |  |  |  | C | 0.099692 | Tn | Copper Cable Scrap | -5062 |  | -504.642
000-00-S2.1011 | 000- | 00- | S2.1011 | [7 empty] | W_M_1252 | SLVG | SLVG2 | SLVG | S2.1011 |  | Padmount Transformer Aluminum Salvage |  |  |  |  | C | 41.9526 | Tn | Aluminum Scrap | -1302 |  | -54622.2852
000-00-S2.1011 | 000- | 00- | S2.1011 | [7 empty] | W_M_1253 | SLVG | SLVG2 | SLVG | S2.1011 |  | Padmount Transformer Steel Salvage |  |  |  |  | C | 197.91 | Tn | Steel Scrap Low Value | -276 |  | -54623.16
000-00-S2.1013 | 000- | 00- | S2.1013 | [7 empty] | W_M_1254 | SLVG | SLVG2 | SLVG | S2.1013 |  | AC Ground Cable Salvage |  |  |  |  | C | 1.0858 | Tn | Copper Cable Scrap | -5062 |  | -5496.2173
| Header |  | SLVG4 | [7 empty] | W_M_1255 | SLVG | SLVG4 |  | SLVG4 |  | COLLECTOR YARD SALVAGE
000-00-S4.1001 | 000- | 00- | S4.1001 | [7 empty] | W_M_1256 | SLVG | SLVG4 | SLVG | S4.1001 |  | Collector Yard Fencing Salvage |  |  |  |  | C | 3.9123 | Tn | Steel Scrap Low Value | -276 |  | -1079.7948
000-00-S4.1002 | 000- | 00- | S4.1002 | [7 empty] | W_M_1257 | SLVG | SLVG4 | SLVG | S4.1002 |  | Collector Yard Fence Post Salvage |  |  |  |  | C | 3.6161 | Tn | Steel Scrap Low Value | -276 |  | -998.0389
000-00-S4.1003 | 000- | 00- | S4.1003 | [7 empty] | W_M_1258 | SLVG | SLVG4 | SLVG | S4.1003 |  | Collector Yard Steel Salvage |  |  |  |  | C | 56.2067 | Tn | Steel Scrap Low Value | -276 |  | -15513.0459
000-00-S4.1004 | 000- | 00- | S4.1004 | [7 empty] | W_M_1259 | SLVG | SLVG4 | SLVG | S4.1004 |  | Disconnect Switch Salvage |  |  |  |  | C | 26 | Ea | Refurbish - Full Estimate Value Less Refurbish Costs | -50422.5 |  | -1310985
000-00-S4.1005 | 000- | 00- | S4.1005 | [7 empty] | W_M_1260 | SLVG | SLVG4 | SLVG | S4.1005 |  | CCVT Salvage |  |  |  |  | C | 6 | Ea | Refurbish - Full Estimate Value Less Refurbish Costs | -10500 |  | -63000
000-00-S4.1006 | 000- | 00- | S4.1006 | [7 empty] | W_M_1261 | SLVG | SLVG4 | SLVG | S4.1006 |  | Station Service Transformer Salvage |  |  |  |  | C | 1 | Ea | Refurbish - Full Estimate Value Less Refurbish Costs | -3600 |  | -3600
000-00-S4.1007 | 000- | 00- | S4.1007 | [7 empty] | W_M_1262 | SLVG | SLVG4 | SLVG | S4.1007 |  | Potential Metering Transformer Salvage |  |  |  |  | C | 0 | Ea | Refurbish - Full Estimate Value Less Refurbish Costs | -18750 |  | 0
000-00-S4.1008 | 000- | 00- | S4.1008 | [7 empty] | W_M_1263 | SLVG | SLVG4 | SLVG | S4.1008 |  | Current Metering Transformer Salvage |  |  |  |  | C | 0 | Ea | Refurbish - Full Estimate Value Less Refurbish Costs | -18750 |  | 0
000-00-S4.1009 | 000- | 00- | S4.1009 | [7 empty] | W_M_1264 | SLVG | SLVG4 | SLVG | S4.1009 |  | Ground Cable Salvage |  |  |  |  | C | 1.9008 | Tn | Copper Cable Scrap | -5062 |  | -9621.9198
000-00-S4.1010 | 000- | 00- | S4.1010 | [7 empty] | W_M_1265 | SLVG | SLVG4 | SLVG | S4.1010 |  | Circuit Breaker Salvage |  |  |  |  | C | 6 | Ea | Refurbish - Full Estimate Value Less Refurbish Costs | -117500 |  | -705000
000-00-S4.1011 | 000- | 00- | S4.1011 | [7 empty] | W_M_1266 | SLVG | SLVG4 | SLVG | S4.1011 |  | Main Transformer Salvage |  |  |  |  | C | 2 | Ea | Recycle | -275406.5241 |  | -550813.0482
000-00-S4.1012 | 000- | 00- | S4.1012 | [7 empty] | W_M_1267 | SLVG | SLVG4 | SLVG | S4.1012 |  | Capacitor Bank Salvage |  |  |  |  | C | 1 | Ea | Refurbish - Full Estimate Value Less Refurbish Costs | -50625 |  | -50625
000-00-S4.1013 | 000- | 00- | S4.1013 | [7 empty] | W_M_1268 | SLVG | SLVG4 | SLVG | S4.1013 |  | Reactor Bank Salvage |  |  |  |  | C | 0 | Ea | Refurbish - Full Estimate Value Less Refurbish Costs | 0 |  | 0
| Header |  | SLVG5 | [7 empty] | W_M_1269 | SLVG | SLVG5 |  | SLVG5 |  | OVERHEAD COLLECTION SALVAGE
000-00-S5.1001 | 000- | 00- | S5.1001 | [7 empty] | W_M_1270 | SLVG | SLVG5 | SLVG | S5.1001 |  | Structure Salvage |  |  |  |  | C | 0 | Tn | Steel Scrap Low Value | -276 |  | 0
000-00-S5.1002 | 000- | 00- | S5.1002 | [7 empty] | W_M_1271 | SLVG | SLVG5 | SLVG | S5.1002 |  | Cable Salvage - Steel |  |  |  |  | C | 0 | Tn | Steel Scrap Low Value | -276 |  | 0
000-00-S5.1003 | 000- | 00- | S5.1003 | [7 empty] | W_M_1272 | SLVG | SLVG5 | SLVG | S5.1003 |  | Cable Salvage - Aluminum |  |  |  |  | C | 0 | Tn | Aluminum Cable Scrap | -911 |  | 0
000-00-S5.1004 | 000- | 00- | S5.1004 | [7 empty] | W_M_1273 | SLVG | SLVG5 | SLVG | S5.1004 |  | Assembly & Arm Salvage |  |  |  |  | C | 0 | Tn | Steel Scrap Low Value | -276 |  | 0
| Header |  | SLVG6 | [7 empty] | W_M_1274 | SLVG | SLVG6 |  | SLVG6 |  | MET TOWER SALVAGE
000-00-S6.1001 | 000- | 00- | S6.1001 | [7 empty] | W_M_1275 | SLVG | SLVG6 | SLVG | S6.1001 |  | Met Tower Salvage |  |  |  |  | C | 27.408 | Tn | Steel Scrap Low Value | -276 |  | -7564.601
| Header |  | SLVG7 | [7 empty] | W_M_1276 | SLVG | SLVG7 |  | SLVG7 |  | WIND TURBINE SALVAGE
000-00-S7.1001 | 000- | 00- | S7.1001 | [7 empty] | W_M_1277 | SLVG | SLVG7 | SLVG | S7.1001 |  | Turbine Tower Sections Salvage |  |  |  |  | C | 8639.3036 | Tn | Steel Scrap Low Value | -276 |  | -2384447.7819
000-00-S7.1002 | 000- | 00- | S7.1002 | [7 empty] | W_M_1278 | SLVG | SLVG7 | SLVG | S7.1002 |  | Turbine Hub Salvage |  |  |  |  | C | 35.5667 | Tn | Steel Scrap Low Value | -276 |  | -9816.4076
000-00-S7.1003 | 000- | 00- | S7.1003 | [7 empty] | W_M_1279 | SLVG | SLVG7 | SLVG | S7.1003 |  | Turbine Nacelle Salvage |  |  |  |  | C | 72.4995 | Tn | Steel Scrap Low Value | -276 |  | -20009.8731
000-00-S7.1004 | 000- | 00- | S7.1004 | [7 empty] | W_M_1280 | SLVG | SLVG7 | SLVG | S7.1004 |  | Turbine Generator Steel Salvage |  |  |  |  | C | 148.1264 | Tn | Steel Scrap Low Value | -276 |  | -40882.8829
000-00-S7.1005 | 000- | 00- | S7.1005 | [7 empty] | W_M_1281 | SLVG | SLVG7 | SLVG | S7.1005 |  | Turbine Generator Copper Salvage |  |  |  |  | C | 59.2506 | Tn | Copper Scrap | -4963 |  | -294060.5045
000-00-S7.1006 | 000- | 00- | S7.1006 | [7 empty] | W_M_1282 | SLVG | SLVG7 | SLVG | S7.1006 |  | Turbine DTA Steel Salvage |  |  |  |  | C | 16.0982 | Tn | Steel Scrap Low Value | -276 |  | -4443.0904
000-00-S7.1007 | 000- | 00- | S7.1007 | [7 empty] | W_M_1283 | SLVG | SLVG7 | SLVG | S7.1007 |  | Turbine DTA Copper Salvage |  | (Includes Bus Bar & Cables) |  |  | C | 3.3891 | Tn | Copper Scrap | -4963 |  | -16820.0289
[11 empty] | W_M_1284 |  |  | - | 1285 |  | - | - | - | - | - |  | - | - |  | - | - | -
| Header |  | SalvTotal | [7 empty] | W_M_1285 |  |  |  | SalvTotal | [12 empty] | -5907297.2189
[11 empty] | W_M_1286 |  |  |  | 1287
[11 empty] | W_M_1287 |  |  |  | 1288 | [12 empty] | NEER
| Header |  | AROTotal | [7 empty] | W_M_1288 |  |  |  | AROTotal | [11 empty] | Total Prj. Cost: | 10176591.1057
[11 empty] | W_M_1289 |  |  |  | 1290
[11 empty] | W_M_1290 |  |  |  | 1291 | [6 empty] | C |  |  |  | CAD |  | 0
[11 empty] | W_M_1291 |  |  |  | 1292 | [6 empty] | US |  |  |  | USD |  | 10176591.1057
[11 empty] | W_M_1292 |  |  |  | 1293 | [10 empty] | Check |  | 0
[11 empty] | W_M_1293 |  |  |  | 1294 | [10 empty] | Canada |  | 0%
[11 empty] | W_M_1294 |  |  |  | 1295 | [10 empty] | USD |  | 100%
W_M_1295
W_M_1296
[11 empty] | W_M_1297 | [5 empty] | DETAIL COST SUMMARY FOR ASSUMPTION TAB
[11 empty] | W_M_1298 |  |  |  |  | 1 | NEER Eng | [8 empty] | 1679982.5853
[11 empty] | W_M_1299 |  |  |  |  | 1.4 | NEER Eng (Gen Tie - Line) | [8 empty] | 0
[11 empty] | W_M_1300 |  |  |  |  | 5 | NEER Mtl's (collection) | [8 empty] | 16086760.6254
[11 empty] | W_M_1301 |  |  |  |  | 5.1 | Pad Mount Transformers | [8 empty] | 8500359.024
[11 empty] | W_M_1302 |  |  |  |  | 7 | Substation Materials | [8 empty] | 3444192.4953
[11 empty] | W_M_1303 |  |  |  |  | 7.1 | Main Transformer | [8 empty] | 13354673.115
[11 empty] | W_M_1304 | [5 empty] | EPC Labor & Mtl's
[11 empty] | W_M_1305 |  |  |  |  | 2 | Roads | [8 empty] | 20023321.8644
[11 empty] | W_M_1306 |  |  |  |  | 2.5 | Offsite Road Repair | [8 empty] | 5148344.7668
[11 empty] | W_M_1307 |  |  |  |  | 2.7 | Dust Control \ Water | [8 empty] | 1936820.3685
[11 empty] | W_M_1308 |  |  |  |  | 3 | Civil Other | [8 empty] | 7907426.8307
[11 empty] | W_M_1309 |  |  |  |  | 3.2 | Crane Pads | [8 empty] | 19065524.3703
[11 empty] | W_M_1310 |  |  |  |  | 4 | Foundations | [8 empty] | 37544258.3627
[11 empty] | W_M_1311 |  |  |  |  | 6 | Collection Installation | [8 empty] | 40736173.0563
[11 empty] | W_M_1312 |  |  |  |  | 8 | Substation Installation | [8 empty] | 6143222.5097
[11 empty] | W_M_1313 |  |  |  |  | 12 | WTG Erection, Cranes | [8 empty] | 11047614.2109
[11 empty] | W_M_1314 |  |  |  |  | 12.5 | WTG Erection | [8 empty] | 18950596.3835
[11 empty] | W_M_1315 |  |  |  |  | 13 | O & M Building | [8 empty] | 1765748.7657
[11 empty] | W_M_1316 |  |  |  |  | 13.1 | Met Tower Supply | [8 empty] | 435926.7597
[11 empty] | W_M_1317 |  |  |  |  | 13.2 | Met Tower Installation | [8 empty] | 280722.376
[11 empty] | W_M_1318 |  |  |  |  | 14 | Contractor G & A's | [8 empty] | 4816973.4811
[11 empty] | W_M_1319 |  |  |  |  | 10 | Gen Tie-Line Mtl's NEE Supplied | [8 empty] | 0
[11 empty] | W_M_1320 |  |  |  |  | 11 | Gen Tie-Line Labor & Mtl's Contractor Supplied | [8 empty] | 0
[11 empty] | W_M_1321 |  |  |  |  | SY-7 | SwitchYard Mtl's NEE Supplied | [8 empty] | 0
[11 empty] | W_M_1322 |  |  |  |  | 9 | SwitchYard Labor & Mtl's Contractor Supplied | [8 empty] | 0
[11 empty] | W_M_1323 | [5 empty] | WTG Mtl's & Shipping
[11 empty] | W_M_1324 |  |  |  |  | 88.01 | WTG Mtl's | [8 empty] | 0
[11 empty] | W_M_1325 |  |  |  |  | 88.02 | WTG Options and Support | [8 empty] | 0
[11 empty] | W_M_1326 |  |  |  |  | 88.03 | WTG Shipping | [8 empty] | 0
[11 empty] | W_M_1327 |  |  |  |  | 88.04 | Storage Double Handling Re-shipping | [8 empty] | 0
[11 empty] | W_M_1328 | [5 empty] | Other
[11 empty] | W_M_1329 |  |  |  |  | 96 | NEER M & A | [8 empty] | 2763798.0245
[11 empty] | W_M_1330 |  |  |  |  | 97.1 | Escalation | [8 empty] | 32214451.0712
[11 empty] | W_M_1331 |  |  |  |  | 97.2 | Pricing Adjustments | [8 empty] | 0
[11 empty] | W_M_1332 |  |  |  |  | 97.21 | Commodity Adjustment | [8 empty] | 0
[11 empty] | W_M_1333 |  |  |  |  | 97.3 | Contingency | [8 empty] | 23959233.7986
[11 empty] | W_M_1334 |  |  |  |  | 98 | Risks | [8 empty] | 0
[11 empty] | W_M_1335 |  |  |  |  | 99 | Development | [8 empty] | 0
[16 empty] | TOT | Total | [8 empty] | 277806124.8456
[17 empty] | Wind EPC Commodity | [8 empty] | 0
[17 empty] | Substation EPC Commodity | [8 empty] | 0
[17 empty] | Wind EPC Escalation | [8 empty] | 25273643.8532
[17 empty] | Substation EPC Escalation | [8 empty] | 958114.852
[16 empty] | 97.11 | Wind EPC Escalation & Commodity | [8 empty] | 25273643.8532
[16 empty] | 97.12 | Sub EPC Escalation & Commodity | [8 empty] | 958114.852
[17 empty] | Commodity Breakdown | [6 empty] | steel |  | tons
[24 empty] | fence |  | 20.7152 |  | wind
[24 empty] | fence post |  | 19.1467 |  | wind
[24 empty] | fndn concrt |  | 371 |  | wind
[24 empty] | padmount |  | 197.91 |  | wind
[24 empty] | fence |  | 3.9123 |  | substation
[24 empty] | fence post |  | 3.6161 |  | substation
[24 empty] | bulk |  | 56.2067 |  | substation
[24 empty] | MET Twr |  | 27.408 |  | wind
[26 empty] | 9.106% |  | substation
[26 empty] | 90.89% |  | wind
[24 empty] | aluminum |  | tons
[24 empty] | collection |  | 780.2886 |  | wind
[24 empty] | padmount |  | 167.8104 |  | wind
[26 empty] | 0% |  | substation
[26 empty] | 100% |  | wind
[24 empty] | copper |  | tons
[24 empty] | collection |  | 109.9233 |  | wind
[24 empty] | pmt cable |  | 0.33231 |  | wind
[24 empty] | grounding |  | 10.8578 |  | wind
[24 empty] | grounding |  | 1.9008 |  | substation
[26 empty] | 1.545% |  | substation
[26 empty] | 98.45% |  | wind
[24 empty] | reinfor steel |  | tons
[24 empty] | foundation |  | 2637.7692 |  | wind
[26 empty] | 0% |  | substation
[26 empty] | 100% |  | wind
Subject Cost Compare, Explain the "Why the delta"
Array Impacts:
Spacing of WTG's
[16 empty] | Roads | Roads, lengths | [8 empty] | 11501661.6394
[16 empty] | Collection | Collection, lengths | [8 empty] | 18932372.7041
Terrain Impacts:
[16 empty] | Pipe | Pipe Line Crossings | [8 empty] | 0
[16 empty] | Culverts | Road Culverts | [8 empty] | 406595.5471
[16 empty] | Wet | Wetlands / Creek | [8 empty] | 331027.6247
[16 empty] | Rail | Rail Road Crossings | [8 empty] | 0
[16 empty] | Bridge | Bridge Improvements | [8 empty] | 0
[17 empty] | Gravel Pit Location | [8 empty] | 0
Road length and complexity
[16 empty] | Earth | Cut / Fill | [8 empty] | 3275739.9438
[16 empty] | Blast | Rock Blasting | [8 empty] | 0
[16 empty] | EC | Erosion Control | [8 empty] | 2667172.1667
[16 empty] | Dust | Dust Control | [8 empty] | 1936820.3685
[16 empty] | Water | Water | [8 empty] | 0
[16 empty] | Turns | Turnarounds / Turnouts | [8 empty] | 1095625.0909
[16 empty] | Access | Access Roads | [8 empty] | 104006.1034
[16 empty] | OffsiteRoads | Off site Road Repairs | [8 empty] | 5148344.7668
[16 empty] | Timber | Timber Removal | [8 empty] | 0
[16 empty] | CB | Crane Breakdowns/Travel | [8 empty] | 3592751.6033
[16 empty] | Cranes | Number of Cranes | [8 empty] | 6650219.4451
[16 empty] | OHCollection | Overhead Collection, Electrical | [8 empty] | 0
[16 empty] | Bores | Horizonal Boring | [8 empty] | 7785166.1265
[16 empty] | Drains | Drainage Tile repair Work | [8 empty] | 1048776.889
Soils Impacts:
[16 empty] | Civil | Civil Work | [8 empty] | 4153940.1442
[16 empty] | Pads | Crane Pads | [8 empty] | 12748785.9976
[16 empty] | SoilsR | Roads | [8 empty] | 4270594.297
[16 empty] | SoilsF | Foundations: Soils | [8 empty] | 4770846.573
[16 empty] | Foundations | Foundations: Concrete | [8 empty] | 32773411.7897
[16 empty] | SoilsCP | WTG Crane Pads | [8 empty] | 6316738.3727
[16 empty] | Trench | Collection Cable / Trenching / Eng Fill | [8 empty] | 20408712.4759
Scope:
[16 empty] | Tline | Transmission (Length/Pole Type/kV) | [8 empty] | 0
[16 empty] | TUB | Transmission (Underbuild) | [8 empty] | 0
[16 empty] | TUG | Transmission (Underground) | [8 empty] | 0
[16 empty] | Special | Special Equipment - Cap Banks/Reactor/etc. | [8 empty] | 52480.4833
[16 empty] | Switch | Interconnect Switchyard | [8 empty] | 0
[16 empty] | Winter | Winter Build | [8 empty] | 124386.1378
[16 empty] | WTGOptions | WTG Options - (Cold Weather/Reactive Power) | [8 empty] | 0
[16 empty] | Wind | Contingency / Wind Days | [8 empty] | 544568.75
[16 empty] | O&M | O & M Building | [8 empty] | 2482397.9015
[16 empty] | LBC | Load Bank Commissioning | [8 empty] | 1039312.3144
[16 empty] | Micro | Micro. Radio & T1 Multiplex Equip. | [8 empty] | 444000
[17 empty] | Union Labor (Rates & Productivity) | [8 empty] | 0
Other:
[16 empty] | Eng | Engineering | [8 empty] | 1679982.5853
[16 empty] | Xfmr | Transformer | [8 empty] | 13354673.115
[16 empty] | Elect | Electrical | [8 empty] | 16704264.5102
[16 empty] | SubM | Substation Material | [8 empty] | 3414192.4953
[16 empty] | ErectWTG | WTG Erection | [8 empty] | 19755239.546
[16 empty] | SubL | Substation Labor | [8 empty] | 6120742.0263
[16 empty] | G&A | Contractors G & A | [8 empty] | 4507661.1667
[16 empty] | NEE | NEE Staffing | [8 empty] | 2033798.0245
[16 empty] | WTG | WTG Price | [8 empty] | 0
[16 empty] | WTGship | WTG Shipping | [8 empty] | 0
[16 empty] | Store | WTG Storage | [8 empty] | 0
[16 empty] | ESC | Project Escalation | [8 empty] | 32214451.0712
[16 empty] | Adjust | Project Price Adjustments | [8 empty] | 0
[16 empty] | AdjustC | Commodity Adjustments | [8 empty] | 0
[16 empty] | Cont | Project Contingency | [8 empty] | 23414665.0486
Misc. Other / Closure
[16 empty] | TO | Total | [8 empty] | 277806124.8456
ARO
[16 empty] | DeComTotal | Demolition | [8 empty] | 14970578.1677
[16 empty] | SalvTotal | Salvage | [8 empty] | -5907297.2189
[16 empty] | AROTotal | Net | [8 empty] | 10176591.1057
[23 empty] | 85 | 115 | 170 | 225 |  | Cost multiplier
[23 empty] | 100 | 125 | 175 | 225 |  | 1
[23 empty] | 0 | 1 | 0 | 1 |  | 2
[23 empty] | 0 | 5772608.145 | 0 | 7582064.97 |  | 13354673.115
6677336.5575
[23 empty] | 4152955.5 | 4152955.5 | 4847230.5 | 5454723 |  | Base
[23 empty] | 622943.325 | 622943.325 | 727084.575 | 818208.45 |  | LTC 15%
[23 empty] | 539884.215 | 539884.215 | 630139.965 | 709113.99 |  | Shipping 13%
[23 empty] | 456825.105 | 456825.105 | 533195.355 | 600019.53 |  | Dress out 11%
[23 empty] | 5772608.145 | 5772608.145 | 6737650.395 | 7582064.97 |  | Total
Note on AE3: Jafe: Choose matching Assumption Tab Reference Letter
Note on AC78: WTG Spacing, Roads
Note on AD78: Cost Saver
Note on AE78: Surfacing width
Note on AF78: Crane travel width
Note on AF82: JAFE: Re-power rate is 50%
Note on AE98: Jafe: Miles of Hauling from Assumption Sheet
Note on AC110: Skibinski, Joseph: 2 ea. Major (x4)
Note on AE133: Jafe: CY per wtg location
Note on AE134: Jafe: You Can Override this formula with manual inputs based on Inches of Gravel
Note on AC239: Jafe: Depth of foundation in (Ft.)
Note on AE240: Jafe: Outside Dia
Note on AE241: Jafe: Inside dia
Note on AE242: Jafe: Depth of foundation in (Ft.)
Note on AE243: Jafe: Enter the percentage of Rock excavation
Note on AE244: Jafe: Slurry around foundation in ft
Note on AC250: Jafe: Depth of foundation in (Ft.)
Note on AE251: Jafe: Outside Dia
Note on AE252: Jafe: Inside dia
Note on AE253: Jafe: Depth of foundation in (Ft.)
Note on AE254: Jafe: Enter the percentage of Rock excavation
Note on AE255: Jafe: Slurry around foundation in ft
Note on AC261: Jafe: Outside Dia
Note on AE262: Jafe: Outside Dia
Note on AE263: Jafe: Inside dia
Note on AE264: Jafe: Depth of Foundation in Ft.
Note on AE265: Jafe: Enter the percentage of Rock excavation
Note on AE266: Jafe: depth of excavation below foundation
Note on AE267: Jafe: Length of Anchor bolts in Feet
Note on AE270: Jafe: Length (Ft.)
Note on AC273: Jafe: Outside Dia
Note on AE274: Jafe: Outside Dia
Note on AE275: Jafe: Inside dia
Note on AE276: Jafe: Depth of Foundation in Ft.
Note on AE277: Jafe: Enter the percentage of Rock excavation
Note on AE278: Jafe: depth of excavation below foundation
Note on AE279: Jafe: Length of Anchor bolts in Feet
Note on AE282: Jafe: Length (Ft.)
Note on AE290: Jafe: Enter the percentage of Rock excavation
Note on AC322: JAFE: default rate 100CY per location
Note on V338: Jafe: 22LF/Run 5 Runs per phase -23 LF/Run 6 Runs per phase
Note on AE435: Jafe: rate adjuster to account for certain conditions
Note on AE444: Jafe: % of total trench requiring backfill
Note on AE445: Jafe: % of total trench requiring backfill
Note on AE446: Jafe: % of total trench requiring backfill
Note on AE447: Jafe: % of total trench requiring backfill
Note on AE492: Jafe: You can overide the trenching hardness
Note on AC497: Jafe: Input bore % of total collection trenching
Note on AC553: Jafe: Low Bay + High Bay
Note on AE625: Jafe: Ft of cut needed
Note on AE627: Jafe: Ft of fill needed
Note on AE629: Jafe: Number of Sides needing drainage
Note on AE630: Jafe: Input SS access road in feet
Note on U997: Jafe: May want to consider calculating long lead equipment with previous year escalator
Note on U1005: Jafe: May want to consider previous year escalation value